{"text_format":"1","workbook":"xlsx","n_sheets":6,"sheets":["Home","Page de garde","DS_calcul","Données","PULS_Calcul","PULS +"],"not_rendered":{"charts":0,"images":20,"macros":1,"external_links":0,"defined_names":20,"comments":1,"pivot_tables":0},"unopened":[],"bounds":{"document_bytes":16777216,"sheet_cells":100000,"rows_first":2000,"rows_last":500,"rows_between":2000,"halvings":0,"cell_chars":16384,"cell_head_chars":4096},"cells_cut":0,"cells_raw":0,"read":"whole","date_system":"1900"}

{"sheet":"Home","index":0,"n_rows":20,"n_cols":1,"rows_kept":20,"cut":false,"hidden":false,"merged":[[18,0,18,5],[19,0,19,5],[15,0,15,5],[14,0,14,5],[8,0,8,3],[9,0,9,3],[16,0,16,5],[17,0,17,5]]}
[]
[]
[]
[]
[]
[]
[]
[]
["Bienvenue dans Rapid'Panneaux"]
["V.6.10.2026"]
[]
[]
[]
[]
[" "]
[" "]
[" "]
[" "]
[" "]
[" "]

{"sheet":"Page de garde","index":1,"n_rows":35,"n_cols":18,"rows_kept":35,"cut":false,"hidden":false,"merged":[[32,0,32,6],[21,0,21,17],[22,0,22,17]]}
[]
[]
[]
[]
[]
[]
[]
[]
[]
[]
[]
[]
[]
[]
[]
[null,{"$f":"\"Entreprise : \"&Home!$A$15","v":"Entreprise :  "}]
[null,{"$f":"\"À l'attention de : \"&Home!$A$16","v":"À l'attention de :  "}]
[null,{"$f":"\"Projet : \"&Home!$A$17","v":"Projet :  "}]
[null,{"$f":"\"Devis # : \"&Home!$A$18","v":"Devis # :  "}]
[null,{"$f":"\"Date : \"&Home!$A$19","v":"Date :  "}]
[null,{"$f":"\"Réalisé par : \"&Home!$A$20","v":"Réalisé par :  "}]
[]
[]
[]
[]
[]
[]
[]
[]
[]
[]
[]
["Tous les modèles de notre gamme sont certifiés EN 14037.\nLes panneaux ont une finition peinture époxy cuite au four à 180°C couleur standard blanc RAL 9016.\nLes délais de livraisons sont de 5 semaines pour les modéles standards (RAL 9016), les peintures hors standard et les panneaux perforés ou spécifiques nécessitent jusqu'à 8 semaines (nous consulter).\nLa Société SABIANA n'a pas la responsabilité d'effectuer les études thermiques pour dimensionner le matériel. \n Il appartient à l'acquéreur de faire établir ces études auprès d'un BET."]
[]
[null,null,null,null,null,null,null,null,null,null,null,null,null,null,null,null,null,{"$f":"Home!A10","v":"V.6.10.2026"}]

{"sheet":"DS_calcul","index":2,"n_rows":239,"n_cols":94,"rows_kept":239,"cut":false,"hidden":false,"merged":[[54,54,54,55],[54,56,54,57],[51,22,52,22],[51,23,52,23],[50,20,51,20],[50,21,51,21],[203,0,203,5],[203,11,203,12],[212,14,212,15],[221,14,221,15],[51,0,52,0],[203,14,203,15],[51,1,52,1],[51,6,52,6],[51,8,52,8],[51,2,52,2],[51,9,52,9],[51,12,52,12],[51,13,52,13],[51,3,52,3],[51,4,52,4],[51,5,52,5],[230,14,230,15],[167,14,167,15],[176,14,176,15],[185,14,185,15],[194,14,194,15],[2,93,4,93],[3,68,3,69],[6,61,6,64],[10,61,10,62],[10,63,10,64],[51,7,52,7],[9,61,9,64],[51,10,51,11],[51,14,52,14],[51,16,51,17],[51,15,52,15],[51,18,52,18],[48,0,49,14],[1,23,1,26],[2,23,2,25],[2,27,2,29],[51,24,52,24],[2,92,4,92],[3,23,15,23],[4,33,13,33],[2,30,3,30],[16,23,16,25],[16,27,16,29],[17,23,26,23],[38,23,47,23]]}
[]
[{"$f":"\"Entreprise : \"&Home!$A$15","v":"Entreprise :  "},null,null,null,null,null,null,null,null,null,null,null,null,null,null,null,null,null,null,null,"T° moyenne",{"$f":"+AVERAGE(R44:R45)","v":70},null,"DEBITS MINI DUCK STRIP - EN FONCTION DE LA TEMPERATURE DE RETOUR",null,null,null,null,null,null,null,null,null,null,null,"DS18-4-030","DS18-3-090","DS18-4-090","DS18-4-120",null,null,null,null,null,null,null,null,null,null,null,null,null,null,null,null,null,null,null,null,null,null,null,null,null,null,null,null,null,"l/h","kPa/ml"]
[{"$f":"\"À l'attention de : \"&Home!$A$16","v":"À l'attention de :  "},null,null,null,null,null,null,null,null,null,null,null,null,null,null,null,null,null,null,null,"Coeff correction\nPdC en fonction\nTemp. moyenne eau",{"$f":"3.6533*V2^-0.293","v":1.052135346913766},null,"Qv mini par tube:",null,null,{"$f":"ROUNDUP(-0.0004*POWER($V$2,3)+0.0883*POWER($V$2,2)-7.2238*$V$2+275.25,0)","v":66},"Poids",null,null,"Hauteur mini\n[m]",null,null,null,null,"DS18-3-030","DS18-4-060","DS18-3-120","DS18-3-150",null,null,null,null,null,null,null,null,null,null,null,null,null,null,null,null,null,null,null,null,null,null,null,null,null,null,null,null,null,"X","Y",null,null,null,null,null,null,null,null,null,null,null,null,null,null,null,null,null,null,null,null,null,null,"Largeur du panneau\n[mm]","Capots de protection anti-ballons\n[kg/m]"]
[{"$f":"\"Projet : \"&Home!$A$17","v":"Projet :  "},null,null,null,null,null,null,null,null,null,null,null,null,null,null,null,null,null,null,null,null,null,null,"Collecteur D","Modèle","Nbr tube","Débit mini","Panneau","Collecteur","Capots",null,null,null,null,null,null,"DS18-3-060",null,null,null,null,null,null,null,null,null,null,null,null,null,null,null,null,null,null,null,null,null,null,null,null,null,null,null,null,null,null,null,"Y = a X² "]
[{"$f":"\"Devis # : \"&Home!$A$18","v":"Devis # :  "},null,null,null,null,null,null,null,null,null,null,null,null,null,null,null,null,null,null,null,null,null,null,null,"DS18-3-030",2,{"$f":"+Z5*$AA$3","v":132},4.57,3.28,1.46,{"$f":"+AJ5","v":3.1},"DS18-3-030",null,"T° moyenne de l'eau","Automatique",{"$f":"ROUND(0.01*$V$2+2.4,1)","v":3.1},{"$f":"ROUND(0.0177*$V$2+1.961,1)","v":3.2},{"$f":"ROUND(0.0217*$V$2+1.7876,1)","v":3.3},{"$f":"ROUND(0.0217*$V$2+1.8876,1)","v":3.4}]
[null,null,null,null,null,null,null,null,null,null,null,null,null,null,null,null,null,null,null,null,null,null,null,null,"DS18-3-060",3,198,9.15,6.66,2.66,{"$f":"+AK5","v":3.2},"DS18-3-060",null,null,60,3,3.1,3.2,3.3,null,null,null,null,null,null,null,null,null,null,null,null,null,null,null,null,null,null,null,null,null,null,null,null,null,null,null,null,"l/h","kPa/ml","DS18-3-030","l/h","kPa/ml","DS3-03","l/h","kPa/ml","DS2-06","l/h","kPa/ml","DS3-06","l/h","kPa/ml","DS2-09","l/h","kPa/ml","DS3-09","l/h","kPa/ml","DS2-12","l/h","kPa/ml","DS3-12",null,"DS2-03",1.42]
[null,null,null,null,null,null,null,null,null,null,null,null,null,null,null,null,null,null,null,null,null,null,null,null,"DS18-3-090",5,330,13.72,9.84,3.96,{"$f":"+AL5","v":3.3},"DS18-3-090",null,null,70,3.1,3.2,3.3,3.4,null,null,null,null,null,null,null,null,null,null,null,null,null,null,null,null,null,null,null,null,null,null,"POIDS EN CHARGE",null,null,null,null,null,200,0.14399999999999999,{"$f":"BQ7/BP7^2","v":3.5999999999999998E-6},280,0.1,{"$f":"BT7/BS7^2","v":1.2755102040816327E-6},1200,0.7,{"$f":"BW7/BV7^2","v":4.8611111111111109E-7},1000,0.22,{"$f":"BZ7/BY7^2","v":2.2000000000000001E-7},1000,0.22,{"$f":"CC7/CB7^2","v":2.2000000000000001E-7},1400,0.2,{"$f":"CF7/CE7^2","v":1.0204081632653062E-7},1800,0.4,{"$f":"CI7/CH7^2","v":1.234567901234568E-7},9000,4,{"$f":"CL7/CK7^2","v":4.9382716049382717E-8},null,"DS3-03",{"$f":"+CP6","v":1.42}]
[null,null,null,null,null,null,null,null,null,null,null,null,null,null,null,null,null,null,null,null,null,null,null,null,"DS18-3-030-perforé",2,{"$f":"+Z8*$AA$3","v":132},4.57,3.28,1.46,{"$f":"+AJ8","v":3.1},"DS18-3-120",null,null,"Automatique",{"$f":"ROUND(0.01*$V$2+2.4,1)","v":3.1},{"$f":"ROUND(0.0177*$V$2+1.961,1)","v":3.2},{"$f":"ROUND(0.0217*$V$2+1.7876,1)","v":3.3},{"$f":"ROUND(0.0217*$V$2+1.8876,1)","v":3.4}]
[null,null,null,null,null,null,null,null,null,null,null,null,null,null,null,null,null,null,null,null,null,null,null,null,"DS18-3-060-perforé",3,{"$f":"+Z9*$AA$3","v":198},9.15,6.66,2.66,{"$f":"+AK8","v":3.2},"DS18-3-150",null,null,60,3,3.1,3.2,3.3,null,null,null,null,null,null,null,null,null,null,null,null,null,null,null,null,null,null,null,null,null,null,null,null,null,null,null,null,"l/h","kPa/ml","DS18-3-030","l/h","kPa/ml","DS3-03","l/h","kPa/ml","DS2-06","l/h","kPa/ml","DS3-06","l/h","kPa/ml","DS2-09","l/h","kPa/ml","DS3-09","l/h","kPa/ml","DS2-12","l/h","kPa/ml","DS3-12",null,"DS2-03",1.42]
[null,null,null,null,null,null,null,null,null,null,null,null,null,null,null,null,null,null,null,null,null,null,null,null,"DS18-3-090-perforé",5,{"$f":"+Z10*$AA$3","v":330},13.72,9.84,3.96,{"$f":"+AL8","v":3.3},"DS18-4-030",null,null,70,3.1,3.2,3.3,3.4,null,null,null,null,null,null,null,null,null,null,null,null,null,null,null,null,null,null,null,null,null,null,"POIDS EN CHARGE",null,null,null,null,null,200,0.14399999999999999,{"$f":"BQ10/BP10^2","v":3.5999999999999998E-6},280,0.1,{"$f":"BT10/BS10^2","v":1.2755102040816327E-6},1200,0.7,{"$f":"BW10/BV10^2","v":4.8611111111111109E-7},1000,0.22,{"$f":"BZ10/BY10^2","v":2.2000000000000001E-7},1000,0.22,{"$f":"CC10/CB10^2","v":2.2000000000000001E-7},1400,0.2,{"$f":"CF10/CE10^2","v":1.0204081632653062E-7},1800,0.4,{"$f":"CI10/CH10^2","v":1.234567901234568E-7},9000,4,{"$f":"CL10/CK10^2","v":4.9382716049382717E-8},null,"DS3-03",{"$f":"+CP9","v":1.42}]
[null,null,null,null,null,null,null,null,null,null,null,null,null,null,null,null,null,null,null,null,null,null,null,null,"DS18-3-120",6,396,18.29,13.02,5.16,{"$f":"+AL5","v":3.3},"DS18-4-060",null,null,80,3.2,3.3,3.4,3.5,null,null,null,null,null,null,null,null,null,null,null,null,null,null,null,null,null,null,null,null,null,null,"ST",null,"SP",null,null,null,1500,5,{"$f":"BQ11/BP11^2","v":2.2222222222222221E-6},2000,4.5,{"$f":"BT11/BS11^2","v":1.125E-6},500,0.13,{"$f":"BW11/BV11^2","v":5.2E-7},200,0.01,{"$f":"BZ11/BY11^2","v":2.4999999999999999E-7},200,0.01,{"$f":"CC11/CB11^2","v":2.4999999999999999E-7},300,0.01,{"$f":"CF11/CE11^2","v":1.1111111111111111E-7},400,2.1999999999999999E-2,{"$f":"CI11/CH11^2","v":1.3749999999999998E-7},400,0.01,{"$f":"CL11/CK11^2","v":6.2499999999999997E-8},null,"DS2-06",2.8]
[null,null,null,null,null,null,null,null,null,null,null,null,null,null,null,null,null,null,null,null,null,null,null,null,"DS18-3-150",8,528,21.87,16.2,6.46,{"$f":"+AM5","v":3.4},"DS18-4-090",null,null,90,3.3,3.5,3.7,3.8,null,null,null,null,null,null,null,null,null,null,null,null,null,null,null,null,null,null,null,null,null,null,"/ml","/coll","/ml","/coll",null,null,"ST / D",null,{"$f":"AVERAGE(BR7:BR11)","v":3.1407407407407407E-6},null,null,{"$f":"AVERAGE(BU7:BU11)","v":1.2253401360544217E-6},null,null,{"$f":"AVERAGE(BX7:BX11)","v":4.9740740740740746E-7},null,null,{"$f":"AVERAGE(CA7:CA11)","v":2.2999999999999999E-7},null,null,{"$f":"AVERAGE(CD7:CD11)","v":2.2999999999999999E-7},null,null,{"$f":"AVERAGE(CG7:CG11)","v":1.050642479213908E-7},null,null,{"$f":"AVERAGE(CJ7:CJ11)","v":1.2813786008230452E-7},null,null,{"$f":"AVERAGE(CM7:CM11)","v":5.3755144032921808E-8},null,"DS3-06",{"$f":"+CP11","v":2.8}]
[null,null,null,null,null,null,null,null,null,null,null,null,null,null,null,null,null,null,null,null,null,null,null,null,"DS18-4-030",2,132,5.77,3.28,1.46,{"$f":"+AJ5","v":3.1},"DS18-4-120",null,null,100,3.4,3.7,3.9,4,null,null,null,null,null,null,null,null,null,null,null,null,null,null,null,null,null,null,null,null,null,"DS2-03",5.13,2.5299999999999998,6.0299999999999994,2.5299999999999998,null,null,500,0.06,{"$f":"BQ13/BP13^2","v":2.3999999999999998E-7},400,1.7999999999999999E-2,{"$f":"BT13/BS13^2","v":1.1249999999999999E-7},900,0.05,{"$f":"BW13/BV13^2","v":6.1728395061728398E-8},1600,7.0000000000000007E-2,{"$f":"BZ13/BY13^2","v":2.7343750000000003E-8},1600,7.0000000000000007E-2,{"$f":"CC13/CB13^2","v":2.7343750000000003E-8},2000,0.05,{"$f":"CF13/CE13^2","v":1.2500000000000001E-8},1600,0.04,{"$f":"CI13/CH13^2","v":1.5624999999999999E-8},2200,3.5000000000000003E-2,{"$f":"CL13/CK13^2","v":7.2314049586776867E-9},null,"DS2-09",4.2]
[null,null,null,null,null,null,null,null,null,null,null,null,null,null,null,null,null,null,null,null,null,null,null,null,"DS18-4-060",4,264,10.53,6.66,2.66,{"$f":"+AK5","v":3.2},null,null,null,110,3.5,4,4.3,4.4000000000000004,null,null,null,null,null,null,null,null,null,null,null,null,null,null,null,null,null,null,null,null,null,"DS2-06",10.25,4.9700000000000006,12.069999999999999,4.9700000000000006,null,null,280,0.02,{"$f":"BQ14/BP14^2","v":2.5510204081632651E-7},600,0.04,{"$f":"BT14/BS14^2","v":1.1111111111111111E-7},500,1.6E-2,{"$f":"BW14/BV14^2","v":6.4000000000000004E-8},735,1.6E-2,{"$f":"BZ14/BY14^2","v":2.9617289092507753E-8},735,1.6E-2,{"$f":"CC14/CB14^2","v":2.9617289092507753E-8},1100,1.6E-2,{"$f":"CF14/CE14^2","v":1.3223140495867768E-8},1000,1.6E-2,{"$f":"CI14/CH14^2","v":1.6000000000000001E-8},1400,1.4500000000000001E-2,{"$f":"CL14/CK14^2","v":7.3979591836734694E-9},null,"DS3-09",{"$f":"+CP13","v":4.2}]
[null,null,null,null,null,null,null,null,null,null,null,null,null,null,null,null,null,null,null,null,null,null,null,null,"DS18-4-090",6,396,16.29,9.84,3.96,{"$f":"+AL5","v":3.3},"DS28-2-030",null,null,null,null,null,null,null,null,null,null,null,null,null,null,null,null,null,null,null,null,null,null,null,null,null,null,null,null,"DS2-09",15.38,7,18.100000000000001,7,null,null,"ST / B",null,{"$f":"AVERAGE(BR13:BR14)","v":2.4755102040816322E-7},null,null,{"$f":"AVERAGE(BU13:BU14)","v":1.1180555555555556E-7},null,null,{"$f":"AVERAGE(BX13:BX14)","v":6.2864197530864201E-8},null,null,{"$f":"AVERAGE(CA13:CA14)","v":2.8480519546253878E-8},null,null,{"$f":"AVERAGE(CD13:CD14)","v":2.8480519546253878E-8},null,null,{"$f":"AVERAGE(CG13:CG14)","v":1.2861570247933884E-8},null,null,{"$f":"AVERAGE(CJ13:CJ14)","v":1.58125E-8},null,null,{"$f":"AVERAGE(CM13:CM14)","v":7.3146820711755781E-9},null,"DS2-12",5.6]
[null,null,null,null,null,null,null,null,null,null,null,null,null,null,null,null,null,null,null,null,null,null,null,null,"DS18-4-120",8,528,21.06,13.02,5.16,{"$f":"+AM5","v":3.4},"DS28-2-045",null,null,null,null,null,null,null,null,null,null,null,null,null,null,null,null,null,null,null,null,null,null,null,null,null,null,null,null,"DS2-12",20.5,9.0399999999999991,24.139999999999997,9.0399999999999991,null,null,140,0.01,{"$f":"BQ16/BP16^2","v":5.1020408163265302E-7},300,0.02,{"$f":"BT16/BS16^2","v":2.2222222222222222E-7},900,0.1,{"$f":"BW16/BV16^2","v":1.234567901234568E-7},500,1.4999999999999999E-2,{"$f":"BZ16/BY16^2","v":5.9999999999999995E-8},500,1.4999999999999999E-2,{"$f":"CC16/CB16^2","v":5.9999999999999995E-8},600,0.01,{"$f":"CF16/CE16^2","v":2.7777777777777777E-8},1600,0.08,{"$f":"CI16/CH16^2","v":3.1249999999999999E-8},2400,0.08,{"$f":"CL16/CK16^2","v":1.3888888888888889E-8},null,"DS3-12",{"$f":"+CP15","v":5.6}]
[null,null,null,null,null,null,null,null,null,null,null,null,null,null,null,null,null,null,null,null,null,null,null,"Qv mini par tube:",null,null,{"$f":"ROUNDUP((-0.0001*POWER($V$2,3)+0.047*POWER($V$2,2)-6.2632*$V$2+354.37)/1.07,0)","v":105},"Poids",null,null,null,"DS28-2-060"]
[null,null,null,null,null,null,null,null,null,null,null,null,null,null,null,null,null,null,null,null,null,null,null,"Collecteur D","Modèle","Nbr tube","Débit mini","Panneau","Collecteur","Capots",null,"DS28-2-075"]
[null,null,null,null,null,null,null,null,null,null,null,null,null,null,null,null,null,null,null,null,null,null,null,null,"DS28-2-030",1,{"$f":"+Z19*$AA$17","v":105},4.57,3.28,1.46,{"$f":"\"-\"","v":"-"},"DS28-2-090"]
[null,null,null,null,null,null,null,null,null,null,null,null,null,null,null,null,null,null,null,null,null,null,null,null,"DS28-2-045",1,{"$f":"+Z20*$AA$17","v":105},9.15,6.66,2.66,{"$f":"\"-\"","v":"-"},"DS28-2-105"]
[null,null,null,null,null,null,null,null,null,null,null,null,null,null,null,null,null,null,null,null,null,null,null,null,"DS28-2-060",2,210,13.72,9.84,3.96,"-","DS28-2-120"]
[null,null,null,null,null,null,null,null,null,null,null,null,null,null,null,null,null,null,null,null,null,null,null,null,"DS28-2-075",2,210,18.29,13.02,5.16,"-","DS28-2-135"]
[null,null,null,null,null,null,null,null,null,null,null,null,null,null,null,null,null,null,null,null,null,null,null,null,"DS28-2-090",3,315,21.87,16.2,6.46,"-"]
[null,null,null,null,null,null,null,null,null,null,null,null,null,null,null,null,null,null,null,null,null,null,null,null,"DS28-2-105",3,315,5.77,3.28,1.46,"-"]
[null,null,null,null,null,null,null,null,null,null,null,null,null,null,null,null,null,null,null,null,null,null,null,null,"DS28-2-120",4,420,10.53,6.66,2.66,"-"]
[null,null,null,null,null,null,null,null,null,null,null,null,null,null,null,null,null,null,null,null,null,null,null,null,"DS28-2-135",4,420,16.29,9.84,3.96,"-"]
[null,null,null,null,null,null,null,null,null,null,null,null,null,null,null,null,null,null,null,null,null,null,null,null,"DS28-2-150",5,525,21.06,13.02,5.16,"-"]
[null,null,null,null,null,null,null,null,null,null,null,null,null,null,null,null,null,null,null,null,null,null,null,null,0]
[null,null,null,null,null,null,null,null,null,null,null,null,null,null,null,null,null,null,null,null,null,null,null,"Collecteur B","Modèle","Nbr tube","Débit mini"]
[null,null,null,null,null,null,null,null,null,null,null,null,null,null,null,null,null,null,null,null,null,null,null,null,"DS18-3-030",3,{"$f":"+Z30*$AA$3","v":198}]
[null,null,null,null,null,null,null,null,null,null,null,null,null,null,null,null,null,null,null,null,null,null,null,null,"DS18-3-060",{"$f":"+Z30+3","v":6},396]
[null,null,null,null,null,null,null,null,null,null,null,null,null,null,null,null,null,null,null,null,null,null,null,null,"DS18-3-090",{"$f":"+Z31+3","v":9},594]
[null,null,null,null,null,null,null,null,null,null,null,null,null,null,null,null,null,null,null,null,null,null,null,null,"DS18-3-120",{"$f":"+Z32+3","v":12},792]
[null,null,null,null,null,null,null,null,null,null,null,null,null,null,null,null,null,null,null,null,null,null,null,null,"DS18-3-150",{"$f":"+Z33+3","v":15},990]
[null,null,null,null,null,null,null,null,null,null,null,null,null,null,null,null,null,null,null,null,null,null,null,null,"DS18-4-030",4,264]
[null,null,null,null,null,null,null,null,null,null,null,null,null,null,null,null,null,null,null,null,null,null,null,null,"DS18-4-060",{"$f":"+Z35+4","v":8},528]
[null,null,null,null,null,null,null,null,null,null,null,null,null,null,null,null,null,null,null,null,null,null,null,null,"DS18-4-090",{"$f":"+Z36+4","v":12},792,null,null,null,null,null,null,null,null,null,null,null,null,null,null,null,null,null,null,null,null,null,null,null,null,null,null,null,null,null,null,null,null,null,"DS3-03",6.39,2.73,7.75,2.73,null,null,200,0.02,{"$f":"BQ37/BP37^2","v":4.9999999999999998E-7},400,3.5000000000000003E-2,{"$f":"BT37/BS37^2","v":2.1875000000000002E-7},300,1.2E-2,{"$f":"BW37/BV37^2","v":1.3333333333333334E-7},1600,0.14000000000000001,{"$f":"BZ37/BY37^2","v":5.4687500000000006E-8},1600,0.14000000000000001,{"$f":"CC37/CB37^2","v":5.4687500000000006E-8},1000,2.5999999999999999E-2,{"$f":"CF37/CE37^2","v":2.5999999999999998E-8},600,1.2E-2,{"$f":"CI37/CH37^2","v":3.3333333333333334E-8},800,0.01,{"$f":"CL37/CK37^2","v":1.5624999999999999E-8},null,null,"OUI"]
[null,null,null,null,null,null,null,null,null,null,null,null,null,null,null,null,null,null,null,null,null,null,null,null,"DS18-4-120",{"$f":"+Z37+4","v":16},1056,null,null,null,null,null,null,null,null,null,null,null,null,null,null,null,null,null,null,null,null,null,null,null,null,null,null,null,null,null,null,null,null,null,"DS3-06",12.78,5.17,15.5,5.17,null,null,"SP / B",null,{"$f":"AVERAGE(BR16:BR37)","v":5.0510204081632655E-7},null,null,{"$f":"AVERAGE(BU16:BU37)","v":2.2048611111111112E-7},null,null,{"$f":"AVERAGE(BX16:BX37)","v":1.2839506172839507E-7},null,null,{"$f":"AVERAGE(CA16:CA37)","v":5.734375E-8},null,null,{"$f":"AVERAGE(CD16:CD37)","v":5.734375E-8},null,null,{"$f":"AVERAGE(CG16:CG37)","v":2.6888888888888889E-8},null,null,{"$f":"AVERAGE(CJ16:CJ37)","v":3.2291666666666666E-8},null,null,{"$f":"AVERAGE(CM16:CM37)","v":1.4756944444444444E-8},null,null,"NON"]
[null,null,null,null,null,null,null,null,null,null,null,null,null,null,null,null,null,null,null,null,null,null,null,"Collecteur B","Modèle","Nbr tube","Débit mini",null,null,null,null,null,null,null,null,null,null,null,null,null,null,null,null,null,null,null,null,null,null,null,null,null,null,null,null,null,null,null,null,null,"DS3-09",19.170000000000002,7.1999999999999993,23.25,7.1999999999999993]
[null,null,null,null,null,null,null,null,null,null,null,null,null,null,null,null,null,null,null,null,null,null,null,null,"DS28-2-030",2,{"$f":"+Z40*$AA$17","v":210},null,null,null,null,null,null,null,null,null,null,null,null,null,null,null,null,null,null,null,null,null,null,null,null,null,null,null,null,null,null,null,null,null,"DS3-12",25.56,9.24,31,9.24]
[null,null,null,null,null,null,null,null,null,null,null,null,null,null,null,null,null,null,null,null,null,null,null,null,"DS28-2-045",3,{"$f":"+Z41*$AA$17","v":315}]
[null,null,null,null,null,null,null,null,null,null,null,null,null,null,null,null,null,null,null,null,null,null,null,null,"DS28-2-060",{"$f":"+Z41+1","v":4},420]
[{"$f":"\"Date : \"&Home!$A$19","v":"Date :  "},null,null,null,null,null,null,null,null,null,null,null,null,null,null,null,null,"Conditions de sélection:",null,null,null,null,null,null,"DS28-2-075",{"$f":"+Z42+1","v":5},525]
[{"$f":"\"Réalisé par : \"&Home!$A$20","v":"Réalisé par :  "},null,null,null,null,null,null,null,null,null,null,null,null,null,null,"Température de départ",null,80,null,null,null,null,null,null,"DS28-2-090",6,630]
[null,null,null,null,null,null,null,null,null,null,null,null,null,null,null,"Température de retour",null,60,null,null,null,null,null,null,"DS28-2-105",7,735,null,null,null,null,null,null,null,null,null,null,null,null,null,null,null,null,null,null,null,null,null,null,null,null,null,null,null,null,null,null,null,null,null,null,null,null,null,null,null,null,null,100,0.9]
[null,null,null,null,null,null,null,null,null,null,null,null,null,null,null,null,null," *Hypothèse de calcul à valider par vos soins",null,null,null,null,null,null,"DS28-2-120",8,840,null,null,null,null,null,null,null,null,null,null,null,null,null,null,null,null,null,null,null,null,null,null,null,null,null,null,null,null,null,null,null,null,null,null,null,null,null,null,null,null,null,{"$f":"+BQ45*BR46/BR45","v":44.444444444444443},0.4]
[null,null,null,null,null,null,null,null,null,null,null,null,null,null,null,null,null,null,null,null,250,null,null,null,"DS28-2-135",9,945]
[null,null,null,null,null,null,null,null,null,null,null,null,null,null,null,null,"Kit vanne d'équilibrage","OUI",null,null,{"$f":"ROUND((U47*D57*V3)/1000,2)","v":0},null,null,null,"DS28-2-150",10,1050]
["(*) Dans le cas de panneaux avec collecteurs D+D raccordés en série, il s'agit de la puissance totale de l'ensemble de la ligne (panneaux avec collecteurs D et D+D)"]
[]
[null,null,null,null,null,null,null,null,null,null,null,null,null,null,null,null,null,null,null,null,"A SAISIR"]
["Description"," Nbre","Type","Long\nml","Code","Collecteur","Poids en\ncharge\npanneau","Hauteur minimale d'installation [m]","Capots","Temp.\nAmbiante","Puissance",null,"Débit par panneau (ou ligne)","Débit turbulent","Réglage débit",{"$f":"IF(T48=\"OUI\",\"Diamètre\nAlim Pann\net vannes\",\"Diamètre Alim. Panneau\")","v":"Diamètre Alim. Panneau"},"Pertes de charge",null,"Puissance réelle",null,null,null,"Poids en\ncharge\npanneau","Poids des capots","PdC au m"]
[null,null,null,null,null,null,null,null,null,null,"Unitaire\nPann.","Totale\nLigne (*)",null,null,null,"net H.T.","Vanne\néquilibr.","Panneau\n(ou ligne)",null,null,"PdC lue sur diag.","Longueur\ntotal ligne"]
[{"$f":"\"Régime d'eau : \"&R44&\"/\"&R45&\" > Tmoy = \"&((R44+R45)/2)&\"°C\"","v":"Régime d'eau : 80/60 > Tmoy = 70°C"},null,null,null,null,null,null,null,null,null,{"$f":"+IF(D54<>0,IF(J54<>0,ROUND(VLOOKUP(C54,Données!$A$4:$J$41,2,FALSE)*POWER(AVERAGE($R$44:$R$45)-J54,VLOOKUP(C54,Données!$A$4:$J$41,3,FALSE)),0)*D54+ROUND(VLOOKUP(C54,Données!$A$4:$J$41,4,FALSE)*POWER(AVERAGE($R$44:$R$45)-J54,VLOOKUP(C54,Données!$A$4:$J$41,5,FALSE)),0)*2,\"\"),\"\")","v":""},null,null,{"$f":"+IF(C54=\"\",\"\",IF(F54=\"D\",VLOOKUP(C54,$Y$5:$AA$16,3,FALSE),IF(F54=\"B\",VLOOKUP(C54,$Y$30:$AA$38,3,FALSE),\"\")))","v":""},null,null,{"$f":"IF(C54=\"\",\"\",IF($R$48=\"OUI\",IF(M54<1150,15,23)))","v":""},null,{"$f":"IF(OR(L54=\"\",F54=\"D+D\"),\"\",IF(M54<N54,L54*0.95,L54))","v":""}]
[null,null,null,null,null,null,null,null,null,null,null,null,null,null,null,null,null,null,{"$f":"IF(OR(L55=\"\",F55=\"D+D\"),\"\",IF(M55<N55,L55*0.95,L55))","v":""},null,null,null,null,null,null,"DS18-3-030B","DS18-3-060B","DS18-3-090B","DS18-3-120B","DS18-3-150B","DS18-4-030B","DS18-4-060B","DS18-4-090B","DS18-4-120B","DS18-3-030D","DS18-3-060D","DS18-3-090D","DS18-3-120D","DS18-3-150D","DS18-4-030D","DS18-4-060D","DS18-4-090D","DS18-4-120D","DS18-3-030D+D","DS18-3-060D+D","DS18-3-090D+D","DS18-3-120D+D","DS18-3-150D+D","DS18-4-030D+D","DS18-4-060D+D","DS18-4-090D+D","DS18-4-120D+D",1,null,"Puissance en D+D",null,"Pdc D+D"]
[null,null,null,null,{"$f":"IF(D56=0,\"\",VLOOKUP(C56&\"-\"&IF(D56<4,4,IF(D56>18,18,EVEN(D56))),$O$168:$P$239,2,FALSE))","v":""},{"$f":"IF(C56<>0,\"D\",\" \")","v":" "},{"$f":"IF(C56=0,\"\",IF(C56<>0,IF(I56<>\"OUI\",W56,IF(I56=\"OUI\",W56+X56,\"\"))))","v":""},{"$f":"IF(C56=0,\"\",IF(C56<>0,VLOOKUP(C56,$Y$5:$AE$16,7,FALSE),\"\"))","v":""},{"$f":"+IF(NOT(ISBLANK($C56)),\"NON\",\"\")","v":""},null,{"$f":"+IF(D56<>0,IF(J56<>0,ROUND(VLOOKUP(C56,Données!$A$4:$J$41,2,FALSE)*POWER(AVERAGE($R$44:$R$45)-J56,VLOOKUP(C56,Données!$A$4:$J$41,3,FALSE)),0)*D56+ROUND(VLOOKUP(C56,Données!$A$4:$J$41,4,FALSE)*POWER(AVERAGE($R$44:$R$45)-J56,VLOOKUP(C56,Données!$A$4:$J$41,5,FALSE)),0)*2,\"\"),\"\")","v":""},{"$f":"+IF(C56=\"\",\"\",IF(F55=\"D+D\",BC56,K56*B56))","v":""},{"$f":"IF(C56=\"\",\"\",IF(L56=\" \",\" \",L56/1.16/($R$44-$R$45)))","v":""},{"$f":"+IF(C56=\"\",\"\",IF(F56=\"D\",VLOOKUP(C56,$Y$5:$AA$16,3,FALSE),IF(F56=\"B\",VLOOKUP(C56,$Y$30:$AA$38,3,FALSE),IF(F56=\"D+D\",VLOOKUP(C56,$Y$5:$AA$16,3,FALSE),\"\"))))","v":""},{"$f":"IF(P56=\"\",\"\",IF(P56=\"3/4''\",ROUND(M56/55,1),IF(P56=\"1''\",ROUND(M56/105,1),IF(P56=\"1'' 1/4\",ROUND(0.0006*M56^1.2613,1),\"\"))))","v":""},{"$f":"IF(C56=\"\",\"\",IF($R$48=\"OUI\",IF(M56<550,\"3/4''\",IF(M56<1050,\"1''\",IF(M56<2151,\"1'' 1/4\",\"débit ++\"))),IF(M56<320,\"1/2''\",IF(M56<650,\"3/4''\",IF(M56<1200,\"1''\",IF(M56<2151,\"1'' 1/4\",\"débit trop élevé\"))))))","v":""},{"$f":"IF(C56=\"\",\"\",IF($R$48=\"OUI\",IF(M56<551,15,IF(M56<1101,18,25))))","v":""},{"$f":"IF(B56=\"\",0,IF(F55=\"D+D\",BE56,IF(L56=\"\",0,U56)))","v":0},"",null,{"$f":"IF(OR(C56=\"\",H56=\"-\"),0,ROUNDUP(HLOOKUP(C56&F56,$Z$55:$AZ$164,BA56,FALSE),2))","v":0},{"$f":"IF(F55=\"D+D\",D56*B56+V55,B56*D56)","v":0},{"$f":"+IF(C56=\"\",\"\",D56*VLOOKUP(C56,$Y$5:$AC$27,4,FALSE)+VLOOKUP(C56,$Y$5:$AC$27,5,FALSE))","v":""},{"$f":"+IF(C56=\"\",\"\",VLOOKUP(C56,$Y$5:$AD$27,6,FALSE)*D56)","v":""},{"$f":"+$V$3*(D56*B56)/1000","v":0},{"$f":"(0.001*M56^1.8155)*Y56","v":{"$error":"#VALUE!"}},{"$f":"(0.00007*M56^1.9823)*Y56","v":{"$error":"#VALUE!"}},{"$f":"(0.00009*M56^1.857)*Y56","v":{"$error":"#VALUE!"}},{"$f":"(0.00005*M56^1.8638)*Y56","v":{"$error":"#VALUE!"}},{"$f":"(0.00008*M56^1.7517)*Y56","v":{"$error":"#VALUE!"}},{"$f":"(0.0003*M56^1.9011)*Y56","v":{"$error":"#VALUE!"}},{"$f":"(0.0001*M56^1.8431)*Y56","v":{"$error":"#VALUE!"}},{"$f":"(0.00005*M56^1.8638)*Y56","v":{"$error":"#VALUE!"}},{"$f":"(0.00008*M56^1.7357)*Y56","v":{"$error":"#VALUE!"}},{"$f":"+(0.0057*M56^1.8927)*Y56","v":{"$error":"#VALUE!"}},{"$f":"+(0.0017*M56^1.8272)*Y56","v":{"$error":"#VALUE!"}},{"$f":"+(0.0009*M56^1.817)*Y56","v":{"$error":"#VALUE!"}},{"$f":"+(0.0004*M56^1.8646)*Y56","v":{"$error":"#VALUE!"}},{"$f":"+(0.0002*M56^1.881)*Y56","v":{"$error":"#VALUE!"}},{"$f":"+(0.0033*M56^1.8334)*Y56","v":{"$error":"#VALUE!"}},{"$f":"+(0.0011*M56^1.8159)*Y56","v":{"$error":"#VALUE!"}},{"$f":"+(0.0004*M56^1.8646)*Y56","v":{"$error":"#VALUE!"}},{"$f":"+(0.0003*M56^1.8288)*Y56","v":{"$error":"#VALUE!"}},{"$f":"+AI56","v":{"$error":"#VALUE!"}},{"$error":"#VALUE!"},{"$error":"#VALUE!"},{"$error":"#VALUE!"},{"$error":"#VALUE!"},{"$error":"#VALUE!"},{"$f":"+AM56","v":{"$error":"#VALUE!"}},{"$f":"+AP56","v":{"$error":"#VALUE!"}},{"$f":"+AQ56","v":{"$error":"#VALUE!"}},2,null,{"$f":"+IF(F55=\"D+D\",BC55+BD56,BD56)","v":0},{"$f":"IF(D56<>0,B56*K56,0)","v":0},{"$f":"+IF(F55=\"D+D\",BE55+BF56,BF56)","v":0},{"$f":"IF(D56<>0,U56,0)","v":0}]
[null,null,null,null,""," ","",{"$f":"IF(C57=0,\"\",IF(C57<>0,VLOOKUP(C57,$Y$5:$AE$27,7,FALSE),\"\"))","v":""},"",null,{"$f":"+IF(D57<>0,IF(J57<>0,ROUND(VLOOKUP(C57,Données!$A$4:$J$41,2,FALSE)*POWER(AVERAGE($R$44:$R$45)-J57,VLOOKUP(C57,Données!$A$4:$J$41,3,FALSE)),0)*D57+ROUND(VLOOKUP(C57,Données!$A$4:$J$41,4,FALSE)*POWER(AVERAGE($R$44:$R$45)-J57,VLOOKUP(C57,Données!$A$4:$J$41,5,FALSE)),0)*2,\"\"),\"\")","v":""},"",{"$f":"IF(C57=\"\",\"\",IF(L57=\" \",\" \",L57/1.16/($R$44-$R$45)))","v":""},{"$f":"+IF(C57=\"\",\"\",IF(F57=\"D\",VLOOKUP(C57,$Y$5:$AA$27,3,FALSE),IF(F57=\"B\",VLOOKUP(C57,$Y$30:$AA$49,3,FALSE),IF(F57=\"D+D\",VLOOKUP(C57,$Y$5:$AA$27,3,FALSE),\"\"))))","v":""},{"$f":"IF(P57=\"\",\"\",IF(P57=\"3/4''\",ROUND(M57/55,1),IF(P57=\"1''\",ROUND(M57/105,1),IF(P57=\"1'' 1/4\",ROUND(0.0006*M57^1.2613,1),\"\"))))","v":""},{"$f":"IF(C57=\"\",\"\",IF($R$48=\"OUI\",IF(M57<550,\"3/4''\",IF(M57<1050,\"1''\",IF(M57<2151,\"1'' 1/4\",\"débit ++\"))),IF(M57<320,\"1/2''\",IF(M57<650,\"3/4''\",IF(M57<1200,\"1''\",IF(M57<2151,\"1'' 1/4\",\"débit trop élevé\"))))))","v":""},{"$f":"IF(C57=\"\",\"\",IF($R$48=\"OUI\",IF(M57<551,15,IF(M57<1101,18,25))))","v":""},{"$f":"IF(B57=\"\",0,IF(F56=\"D+D\",BE57,IF(L57=\"\",0,U57)))","v":0},"",null,{"$f":"IF(OR(C57=\"\",H57=\"-\"),0,ROUNDUP(HLOOKUP(C57&F57,$Z$55:$AZ$164,BA57,FALSE),2))","v":0},0,{"$f":"+IF(C57=\"\",\"\",D57*VLOOKUP(C57,$Y$5:$AC$27,4,FALSE)+VLOOKUP(C57,$Y$5:$AC$27,5,FALSE))","v":""},{"$f":"+IF(C57=\"\",\"\",VLOOKUP(C57,$Y$5:$AD$27,6,FALSE)*D57)","v":""},0,{"$error":"#VALUE!"},{"$error":"#VALUE!"},{"$error":"#VALUE!"},{"$error":"#VALUE!"},{"$error":"#VALUE!"},{"$error":"#VALUE!"},{"$error":"#VALUE!"},{"$error":"#VALUE!"},{"$error":"#VALUE!"},{"$error":"#VALUE!"},{"$error":"#VALUE!"},{"$error":"#VALUE!"},{"$error":"#VALUE!"},{"$error":"#VALUE!"},{"$error":"#VALUE!"},{"$error":"#VALUE!"},{"$error":"#VALUE!"},{"$error":"#VALUE!"},{"$error":"#VALUE!"},{"$error":"#VALUE!"},{"$error":"#VALUE!"},{"$error":"#VALUE!"},{"$error":"#VALUE!"},{"$error":"#VALUE!"},{"$f":"+AM57","v":{"$error":"#VALUE!"}},{"$f":"+AP57","v":{"$error":"#VALUE!"}},{"$f":"+AQ57","v":{"$error":"#VALUE!"}},3,null,0,0,0,0]
[null,null,null,null,null,null,{"$f":"IF(C58=0,\"\",IF(C58<>0,IF(I58<>\"OUI\",W58,IF(I58=\"OUI\",W58+X58,\"\"))))","v":""},{"$f":"IF(C58=0,\"\",IF(C58<>0,VLOOKUP(C58,$Y$5:$AE$27,7,FALSE),\"\"))","v":""},"",null,{"$f":"+IF(D58<>0,IF(J58<>0,ROUND(VLOOKUP(C58,Données!$A$4:$J$41,2,FALSE)*POWER(AVERAGE($R$44:$R$45)-J58,VLOOKUP(C58,Données!$A$4:$J$41,3,FALSE)),0)*D58+ROUND(VLOOKUP(C58,Données!$A$4:$J$41,4,FALSE)*POWER(AVERAGE($R$44:$R$45)-J58,VLOOKUP(C58,Données!$A$4:$J$41,5,FALSE)),0)*2,\"\"),\"\")","v":""},{"$f":"+IF(C58=\"\",\"\",IF(F57=\"D+D\",BC58,K58*B58))","v":""},{"$f":"IF(C58=\"\",\"\",IF(L58=\" \",\" \",L58/1.16/($R$44-$R$45)))","v":""},{"$f":"+IF(C58=\"\",\"\",IF(F58=\"D\",VLOOKUP(C58,$Y$5:$AA$27,3,FALSE),IF(F58=\"B\",VLOOKUP(C58,$Y$30:$AA$49,3,FALSE),IF(F58=\"D+D\",VLOOKUP(C58,$Y$5:$AA$27,3,FALSE),\"\"))))","v":""},"","","",0,"",null,{"$f":"IF(OR(C58=\"\",H58=\"-\"),0,ROUNDUP(HLOOKUP(C58&F58,$Z$55:$AZ$164,BA58,FALSE),2))","v":0},0,{"$f":"+IF(C58=\"\",\"\",D58*VLOOKUP(C58,$Y$5:$AC$27,4,FALSE)+VLOOKUP(C58,$Y$5:$AC$27,5,FALSE))","v":""},{"$f":"+IF(C58=\"\",\"\",VLOOKUP(C58,$Y$5:$AD$27,6,FALSE)*D58)","v":""},0,{"$error":"#VALUE!"},{"$error":"#VALUE!"},{"$error":"#VALUE!"},{"$error":"#VALUE!"},{"$error":"#VALUE!"},{"$error":"#VALUE!"},{"$error":"#VALUE!"},{"$error":"#VALUE!"},{"$error":"#VALUE!"},{"$error":"#VALUE!"},{"$error":"#VALUE!"},{"$error":"#VALUE!"},{"$error":"#VALUE!"},{"$error":"#VALUE!"},{"$error":"#VALUE!"},{"$error":"#VALUE!"},{"$error":"#VALUE!"},{"$error":"#VALUE!"},{"$f":"+AI58","v":{"$error":"#VALUE!"}},{"$f":"+AJ58","v":{"$error":"#VALUE!"}},{"$f":"+AK58","v":{"$error":"#VALUE!"}},{"$f":"+AL58","v":{"$error":"#VALUE!"}},{"$f":"+AM58","v":{"$error":"#VALUE!"}},{"$f":"+AN58","v":{"$error":"#VALUE!"}},{"$f":"+AM58","v":{"$error":"#VALUE!"}},{"$f":"+AP58","v":{"$error":"#VALUE!"}},{"$f":"+AQ58","v":{"$error":"#VALUE!"}},4,null,0,0,0,0]
[null,null,null,null,""," ","","","",null,{"$f":"+IF(D59<>0,IF(J59<>0,ROUND(VLOOKUP(C59,Données!$A$4:$J$41,2,FALSE)*POWER(AVERAGE($R$44:$R$45)-J59,VLOOKUP(C59,Données!$A$4:$J$41,3,FALSE)),0)*D59+ROUND(VLOOKUP(C59,Données!$A$4:$J$41,4,FALSE)*POWER(AVERAGE($R$44:$R$45)-J59,VLOOKUP(C59,Données!$A$4:$J$41,5,FALSE)),0)*2,\"\"),\"\")","v":""},"","","","","","",0,"",null,0,0,"","",0,{"$error":"#VALUE!"},{"$error":"#VALUE!"},{"$error":"#VALUE!"},{"$error":"#VALUE!"},{"$error":"#VALUE!"},{"$error":"#VALUE!"},{"$error":"#VALUE!"},{"$error":"#VALUE!"},{"$error":"#VALUE!"},{"$error":"#VALUE!"},{"$error":"#VALUE!"},{"$error":"#VALUE!"},{"$error":"#VALUE!"},{"$error":"#VALUE!"},{"$error":"#VALUE!"},{"$error":"#VALUE!"},{"$error":"#VALUE!"},{"$error":"#VALUE!"},{"$error":"#VALUE!"},{"$error":"#VALUE!"},{"$error":"#VALUE!"},{"$error":"#VALUE!"},{"$error":"#VALUE!"},{"$error":"#VALUE!"},{"$error":"#VALUE!"},{"$error":"#VALUE!"},{"$error":"#VALUE!"},5,null,0,0,0,0]
[null,null,null,null,""," ","","","",null,{"$f":"+IF(D60<>0,IF(J60<>0,ROUND(VLOOKUP(C60,Données!$A$4:$J$41,2,FALSE)*POWER(AVERAGE($R$44:$R$45)-J60,VLOOKUP(C60,Données!$A$4:$J$41,3,FALSE)),0)*D60+ROUND(VLOOKUP(C60,Données!$A$4:$J$41,4,FALSE)*POWER(AVERAGE($R$44:$R$45)-J60,VLOOKUP(C60,Données!$A$4:$J$41,5,FALSE)),0)*2,\"\"),\"\")","v":""},"","","","","","",0,"",null,0,0,"","",0,{"$error":"#VALUE!"},{"$error":"#VALUE!"},{"$error":"#VALUE!"},{"$error":"#VALUE!"},{"$error":"#VALUE!"},{"$error":"#VALUE!"},{"$error":"#VALUE!"},{"$error":"#VALUE!"},{"$error":"#VALUE!"},{"$error":"#VALUE!"},{"$error":"#VALUE!"},{"$error":"#VALUE!"},{"$error":"#VALUE!"},{"$error":"#VALUE!"},{"$error":"#VALUE!"},{"$error":"#VALUE!"},{"$error":"#VALUE!"},{"$error":"#VALUE!"},{"$error":"#VALUE!"},{"$error":"#VALUE!"},{"$error":"#VALUE!"},{"$error":"#VALUE!"},{"$error":"#VALUE!"},{"$error":"#VALUE!"},{"$error":"#VALUE!"},{"$error":"#VALUE!"},{"$error":"#VALUE!"},6,null,0,0,0,0]
[null,null,null,null,""," ","","","",null,{"$f":"+IF(D61<>0,IF(J61<>0,ROUND(VLOOKUP(C61,Données!$A$4:$J$41,2,FALSE)*POWER(AVERAGE($R$44:$R$45)-J61,VLOOKUP(C61,Données!$A$4:$J$41,3,FALSE)),0)*D61+ROUND(VLOOKUP(C61,Données!$A$4:$J$41,4,FALSE)*POWER(AVERAGE($R$44:$R$45)-J61,VLOOKUP(C61,Données!$A$4:$J$41,5,FALSE)),0)*2,\"\"),\"\")","v":""},"","","","","","",0,"",null,0,0,"","",0,{"$error":"#VALUE!"},{"$error":"#VALUE!"},{"$error":"#VALUE!"},{"$error":"#VALUE!"},{"$error":"#VALUE!"},{"$error":"#VALUE!"},{"$error":"#VALUE!"},{"$error":"#VALUE!"},{"$error":"#VALUE!"},{"$error":"#VALUE!"},{"$error":"#VALUE!"},{"$error":"#VALUE!"},{"$error":"#VALUE!"},{"$error":"#VALUE!"},{"$error":"#VALUE!"},{"$error":"#VALUE!"},{"$error":"#VALUE!"},{"$error":"#VALUE!"},{"$error":"#VALUE!"},{"$error":"#VALUE!"},{"$error":"#VALUE!"},{"$error":"#VALUE!"},{"$error":"#VALUE!"},{"$error":"#VALUE!"},{"$error":"#VALUE!"},{"$error":"#VALUE!"},{"$error":"#VALUE!"},7,null,0,0,0,0]
[null,null,null,null,""," ","","","",null,{"$f":"+IF(D62<>0,IF(J62<>0,ROUND(VLOOKUP(C62,Données!$A$4:$J$41,2,FALSE)*POWER(AVERAGE($R$44:$R$45)-J62,VLOOKUP(C62,Données!$A$4:$J$41,3,FALSE)),0)*D62+ROUND(VLOOKUP(C62,Données!$A$4:$J$41,4,FALSE)*POWER(AVERAGE($R$44:$R$45)-J62,VLOOKUP(C62,Données!$A$4:$J$41,5,FALSE)),0)*2,\"\"),\"\")","v":""},"","","","","","",0,"",null,0,0,"","",0,{"$error":"#VALUE!"},{"$error":"#VALUE!"},{"$error":"#VALUE!"},{"$error":"#VALUE!"},{"$error":"#VALUE!"},{"$error":"#VALUE!"},{"$error":"#VALUE!"},{"$error":"#VALUE!"},{"$error":"#VALUE!"},{"$error":"#VALUE!"},{"$error":"#VALUE!"},{"$error":"#VALUE!"},{"$error":"#VALUE!"},{"$error":"#VALUE!"},{"$error":"#VALUE!"},{"$error":"#VALUE!"},{"$error":"#VALUE!"},{"$error":"#VALUE!"},{"$error":"#VALUE!"},{"$error":"#VALUE!"},{"$error":"#VALUE!"},{"$error":"#VALUE!"},{"$error":"#VALUE!"},{"$error":"#VALUE!"},{"$error":"#VALUE!"},{"$error":"#VALUE!"},{"$error":"#VALUE!"},8,null,0,0,0,0]
[null,null,null,null,""," ","","","",null,{"$f":"+IF(D63<>0,IF(J63<>0,ROUND(VLOOKUP(C63,Données!$A$4:$J$41,2,FALSE)*POWER(AVERAGE($R$44:$R$45)-J63,VLOOKUP(C63,Données!$A$4:$J$41,3,FALSE)),0)*D63+ROUND(VLOOKUP(C63,Données!$A$4:$J$41,4,FALSE)*POWER(AVERAGE($R$44:$R$45)-J63,VLOOKUP(C63,Données!$A$4:$J$41,5,FALSE)),0)*2,\"\"),\"\")","v":""},"","","","","","",0,"",null,0,0,"","",0,{"$error":"#VALUE!"},{"$error":"#VALUE!"},{"$error":"#VALUE!"},{"$error":"#VALUE!"},{"$error":"#VALUE!"},{"$error":"#VALUE!"},{"$error":"#VALUE!"},{"$error":"#VALUE!"},{"$error":"#VALUE!"},{"$error":"#VALUE!"},{"$error":"#VALUE!"},{"$error":"#VALUE!"},{"$error":"#VALUE!"},{"$error":"#VALUE!"},{"$error":"#VALUE!"},{"$error":"#VALUE!"},{"$error":"#VALUE!"},{"$error":"#VALUE!"},{"$error":"#VALUE!"},{"$error":"#VALUE!"},{"$error":"#VALUE!"},{"$error":"#VALUE!"},{"$error":"#VALUE!"},{"$error":"#VALUE!"},{"$error":"#VALUE!"},{"$error":"#VALUE!"},{"$error":"#VALUE!"},9,null,0,0,0,0]
[null,null,null,null,""," ","","","",null,{"$f":"+IF(D64<>0,IF(J64<>0,ROUND(VLOOKUP(C64,Données!$A$4:$J$41,2,FALSE)*POWER(AVERAGE($R$44:$R$45)-J64,VLOOKUP(C64,Données!$A$4:$J$41,3,FALSE)),0)*D64+ROUND(VLOOKUP(C64,Données!$A$4:$J$41,4,FALSE)*POWER(AVERAGE($R$44:$R$45)-J64,VLOOKUP(C64,Données!$A$4:$J$41,5,FALSE)),0)*2,\"\"),\"\")","v":""},"","","","","","",0,"",null,0,0,"","",0,{"$error":"#VALUE!"},{"$error":"#VALUE!"},{"$error":"#VALUE!"},{"$error":"#VALUE!"},{"$error":"#VALUE!"},{"$error":"#VALUE!"},{"$error":"#VALUE!"},{"$error":"#VALUE!"},{"$error":"#VALUE!"},{"$error":"#VALUE!"},{"$error":"#VALUE!"},{"$error":"#VALUE!"},{"$error":"#VALUE!"},{"$error":"#VALUE!"},{"$error":"#VALUE!"},{"$error":"#VALUE!"},{"$error":"#VALUE!"},{"$error":"#VALUE!"},{"$error":"#VALUE!"},{"$error":"#VALUE!"},{"$error":"#VALUE!"},{"$error":"#VALUE!"},{"$error":"#VALUE!"},{"$error":"#VALUE!"},{"$error":"#VALUE!"},{"$error":"#VALUE!"},{"$error":"#VALUE!"},10,null,0,0,0,0]
[null,null,null,null,""," ","","","",null,{"$f":"+IF(D65<>0,IF(J65<>0,ROUND(VLOOKUP(C65,Données!$A$4:$J$41,2,FALSE)*POWER(AVERAGE($R$44:$R$45)-J65,VLOOKUP(C65,Données!$A$4:$J$41,3,FALSE)),0)*D65+ROUND(VLOOKUP(C65,Données!$A$4:$J$41,4,FALSE)*POWER(AVERAGE($R$44:$R$45)-J65,VLOOKUP(C65,Données!$A$4:$J$41,5,FALSE)),0)*2,\"\"),\"\")","v":""},"","","","","","",0,"",null,0,0,"","",0,{"$error":"#VALUE!"},{"$error":"#VALUE!"},{"$error":"#VALUE!"},{"$error":"#VALUE!"},{"$error":"#VALUE!"},{"$error":"#VALUE!"},{"$error":"#VALUE!"},{"$error":"#VALUE!"},{"$error":"#VALUE!"},{"$error":"#VALUE!"},{"$error":"#VALUE!"},{"$error":"#VALUE!"},{"$error":"#VALUE!"},{"$error":"#VALUE!"},{"$error":"#VALUE!"},{"$error":"#VALUE!"},{"$error":"#VALUE!"},{"$error":"#VALUE!"},{"$error":"#VALUE!"},{"$error":"#VALUE!"},{"$error":"#VALUE!"},{"$error":"#VALUE!"},{"$error":"#VALUE!"},{"$error":"#VALUE!"},{"$error":"#VALUE!"},{"$error":"#VALUE!"},{"$error":"#VALUE!"},11,null,0,0,0,0]
[null,null,null,null,""," ","","","",null,{"$f":"+IF(D66<>0,IF(J66<>0,ROUND(VLOOKUP(C66,Données!$A$4:$J$41,2,FALSE)*POWER(AVERAGE($R$44:$R$45)-J66,VLOOKUP(C66,Données!$A$4:$J$41,3,FALSE)),0)*D66+ROUND(VLOOKUP(C66,Données!$A$4:$J$41,4,FALSE)*POWER(AVERAGE($R$44:$R$45)-J66,VLOOKUP(C66,Données!$A$4:$J$41,5,FALSE)),0)*2,\"\"),\"\")","v":""},"","","","","","",0,"",null,0,0,"","",0,{"$error":"#VALUE!"},{"$error":"#VALUE!"},{"$error":"#VALUE!"},{"$error":"#VALUE!"},{"$error":"#VALUE!"},{"$error":"#VALUE!"},{"$error":"#VALUE!"},{"$error":"#VALUE!"},{"$error":"#VALUE!"},{"$error":"#VALUE!"},{"$error":"#VALUE!"},{"$error":"#VALUE!"},{"$error":"#VALUE!"},{"$error":"#VALUE!"},{"$error":"#VALUE!"},{"$error":"#VALUE!"},{"$error":"#VALUE!"},{"$error":"#VALUE!"},{"$error":"#VALUE!"},{"$error":"#VALUE!"},{"$error":"#VALUE!"},{"$error":"#VALUE!"},{"$error":"#VALUE!"},{"$error":"#VALUE!"},{"$error":"#VALUE!"},{"$error":"#VALUE!"},{"$error":"#VALUE!"},12,null,0,0,0,0]
[null,null,null,null,""," ","","","",null,{"$f":"+IF(D67<>0,IF(J67<>0,ROUND(VLOOKUP(C67,Données!$A$4:$J$41,2,FALSE)*POWER(AVERAGE($R$44:$R$45)-J67,VLOOKUP(C67,Données!$A$4:$J$41,3,FALSE)),0)*D67+ROUND(VLOOKUP(C67,Données!$A$4:$J$41,4,FALSE)*POWER(AVERAGE($R$44:$R$45)-J67,VLOOKUP(C67,Données!$A$4:$J$41,5,FALSE)),0)*2,\"\"),\"\")","v":""},"","","","","","",0,"",null,0,0,"","",0,{"$error":"#VALUE!"},{"$error":"#VALUE!"},{"$error":"#VALUE!"},{"$error":"#VALUE!"},{"$error":"#VALUE!"},{"$error":"#VALUE!"},{"$error":"#VALUE!"},{"$error":"#VALUE!"},{"$error":"#VALUE!"},{"$error":"#VALUE!"},{"$error":"#VALUE!"},{"$error":"#VALUE!"},{"$error":"#VALUE!"},{"$error":"#VALUE!"},{"$error":"#VALUE!"},{"$error":"#VALUE!"},{"$error":"#VALUE!"},{"$error":"#VALUE!"},{"$error":"#VALUE!"},{"$error":"#VALUE!"},{"$error":"#VALUE!"},{"$error":"#VALUE!"},{"$error":"#VALUE!"},{"$error":"#VALUE!"},{"$error":"#VALUE!"},{"$error":"#VALUE!"},{"$error":"#VALUE!"},13,null,0,0,0,0]
[null,null,null,null,""," ","","","",null,{"$f":"+IF(D68<>0,IF(J68<>0,ROUND(VLOOKUP(C68,Données!$A$4:$J$41,2,FALSE)*POWER(AVERAGE($R$44:$R$45)-J68,VLOOKUP(C68,Données!$A$4:$J$41,3,FALSE)),0)*D68+ROUND(VLOOKUP(C68,Données!$A$4:$J$41,4,FALSE)*POWER(AVERAGE($R$44:$R$45)-J68,VLOOKUP(C68,Données!$A$4:$J$41,5,FALSE)),0)*2,\"\"),\"\")","v":""},"","","","","","",0,"",null,0,0,"","",0,{"$error":"#VALUE!"},{"$error":"#VALUE!"},{"$error":"#VALUE!"},{"$error":"#VALUE!"},{"$error":"#VALUE!"},{"$error":"#VALUE!"},{"$error":"#VALUE!"},{"$error":"#VALUE!"},{"$error":"#VALUE!"},{"$error":"#VALUE!"},{"$error":"#VALUE!"},{"$error":"#VALUE!"},{"$error":"#VALUE!"},{"$error":"#VALUE!"},{"$error":"#VALUE!"},{"$error":"#VALUE!"},{"$error":"#VALUE!"},{"$error":"#VALUE!"},{"$error":"#VALUE!"},{"$error":"#VALUE!"},{"$error":"#VALUE!"},{"$error":"#VALUE!"},{"$error":"#VALUE!"},{"$error":"#VALUE!"},{"$error":"#VALUE!"},{"$error":"#VALUE!"},{"$error":"#VALUE!"},14,null,0,0,0,0]
[null,null,null,null,""," ","","","",null,{"$f":"+IF(D69<>0,IF(J69<>0,ROUND(VLOOKUP(C69,Données!$A$4:$J$41,2,FALSE)*POWER(AVERAGE($R$44:$R$45)-J69,VLOOKUP(C69,Données!$A$4:$J$41,3,FALSE)),0)*D69+ROUND(VLOOKUP(C69,Données!$A$4:$J$41,4,FALSE)*POWER(AVERAGE($R$44:$R$45)-J69,VLOOKUP(C69,Données!$A$4:$J$41,5,FALSE)),0)*2,\"\"),\"\")","v":""},"","","","","","",0,"",null,0,0,"","",0,{"$error":"#VALUE!"},{"$error":"#VALUE!"},{"$error":"#VALUE!"},{"$error":"#VALUE!"},{"$error":"#VALUE!"},{"$error":"#VALUE!"},{"$error":"#VALUE!"},{"$error":"#VALUE!"},{"$error":"#VALUE!"},{"$error":"#VALUE!"},{"$error":"#VALUE!"},{"$error":"#VALUE!"},{"$error":"#VALUE!"},{"$error":"#VALUE!"},{"$error":"#VALUE!"},{"$error":"#VALUE!"},{"$error":"#VALUE!"},{"$error":"#VALUE!"},{"$error":"#VALUE!"},{"$error":"#VALUE!"},{"$error":"#VALUE!"},{"$error":"#VALUE!"},{"$error":"#VALUE!"},{"$error":"#VALUE!"},{"$error":"#VALUE!"},{"$error":"#VALUE!"},{"$error":"#VALUE!"},15,null,0,0,0,0]
[null,null,null,null,""," ","","","",null,{"$f":"+IF(D70<>0,IF(J70<>0,ROUND(VLOOKUP(C70,Données!$A$4:$J$41,2,FALSE)*POWER(AVERAGE($R$44:$R$45)-J70,VLOOKUP(C70,Données!$A$4:$J$41,3,FALSE)),0)*D70+ROUND(VLOOKUP(C70,Données!$A$4:$J$41,4,FALSE)*POWER(AVERAGE($R$44:$R$45)-J70,VLOOKUP(C70,Données!$A$4:$J$41,5,FALSE)),0)*2,\"\"),\"\")","v":""},"","","","","","",0,"",null,0,0,"","",0,{"$error":"#VALUE!"},{"$error":"#VALUE!"},{"$error":"#VALUE!"},{"$error":"#VALUE!"},{"$error":"#VALUE!"},{"$error":"#VALUE!"},{"$error":"#VALUE!"},{"$error":"#VALUE!"},{"$error":"#VALUE!"},{"$error":"#VALUE!"},{"$error":"#VALUE!"},{"$error":"#VALUE!"},{"$error":"#VALUE!"},{"$error":"#VALUE!"},{"$error":"#VALUE!"},{"$error":"#VALUE!"},{"$error":"#VALUE!"},{"$error":"#VALUE!"},{"$error":"#VALUE!"},{"$error":"#VALUE!"},{"$error":"#VALUE!"},{"$error":"#VALUE!"},{"$error":"#VALUE!"},{"$error":"#VALUE!"},{"$error":"#VALUE!"},{"$error":"#VALUE!"},{"$error":"#VALUE!"},16,null,0,0,0,0]
[null,null,null,null,""," ","","","",null,{"$f":"+IF(D71<>0,IF(J71<>0,ROUND(VLOOKUP(C71,Données!$A$4:$J$41,2,FALSE)*POWER(AVERAGE($R$44:$R$45)-J71,VLOOKUP(C71,Données!$A$4:$J$41,3,FALSE)),0)*D71+ROUND(VLOOKUP(C71,Données!$A$4:$J$41,4,FALSE)*POWER(AVERAGE($R$44:$R$45)-J71,VLOOKUP(C71,Données!$A$4:$J$41,5,FALSE)),0)*2,\"\"),\"\")","v":""},"","","","","","",0,"",null,0,0,"","",0,{"$error":"#VALUE!"},{"$error":"#VALUE!"},{"$error":"#VALUE!"},{"$error":"#VALUE!"},{"$error":"#VALUE!"},{"$error":"#VALUE!"},{"$error":"#VALUE!"},{"$error":"#VALUE!"},{"$error":"#VALUE!"},{"$error":"#VALUE!"},{"$error":"#VALUE!"},{"$error":"#VALUE!"},{"$error":"#VALUE!"},{"$error":"#VALUE!"},{"$error":"#VALUE!"},{"$error":"#VALUE!"},{"$error":"#VALUE!"},{"$error":"#VALUE!"},{"$error":"#VALUE!"},{"$error":"#VALUE!"},{"$error":"#VALUE!"},{"$error":"#VALUE!"},{"$error":"#VALUE!"},{"$error":"#VALUE!"},{"$error":"#VALUE!"},{"$error":"#VALUE!"},{"$error":"#VALUE!"},17,null,0,0,0,0]
[null,null,null,null,""," ","","","",null,{"$f":"+IF(D72<>0,IF(J72<>0,ROUND(VLOOKUP(C72,Données!$A$4:$J$41,2,FALSE)*POWER(AVERAGE($R$44:$R$45)-J72,VLOOKUP(C72,Données!$A$4:$J$41,3,FALSE)),0)*D72+ROUND(VLOOKUP(C72,Données!$A$4:$J$41,4,FALSE)*POWER(AVERAGE($R$44:$R$45)-J72,VLOOKUP(C72,Données!$A$4:$J$41,5,FALSE)),0)*2,\"\"),\"\")","v":""},"","","","","","",0,"",null,0,0,"","",0,{"$error":"#VALUE!"},{"$error":"#VALUE!"},{"$error":"#VALUE!"},{"$error":"#VALUE!"},{"$error":"#VALUE!"},{"$error":"#VALUE!"},{"$error":"#VALUE!"},{"$error":"#VALUE!"},{"$error":"#VALUE!"},{"$error":"#VALUE!"},{"$error":"#VALUE!"},{"$error":"#VALUE!"},{"$error":"#VALUE!"},{"$error":"#VALUE!"},{"$error":"#VALUE!"},{"$error":"#VALUE!"},{"$error":"#VALUE!"},{"$error":"#VALUE!"},{"$error":"#VALUE!"},{"$error":"#VALUE!"},{"$error":"#VALUE!"},{"$error":"#VALUE!"},{"$error":"#VALUE!"},{"$error":"#VALUE!"},{"$error":"#VALUE!"},{"$error":"#VALUE!"},{"$error":"#VALUE!"},18,null,0,0,0,0]
[null,null,null,null,""," ","","","",null,{"$f":"+IF(D73<>0,IF(J73<>0,ROUND(VLOOKUP(C73,Données!$A$4:$J$41,2,FALSE)*POWER(AVERAGE($R$44:$R$45)-J73,VLOOKUP(C73,Données!$A$4:$J$41,3,FALSE)),0)*D73+ROUND(VLOOKUP(C73,Données!$A$4:$J$41,4,FALSE)*POWER(AVERAGE($R$44:$R$45)-J73,VLOOKUP(C73,Données!$A$4:$J$41,5,FALSE)),0)*2,\"\"),\"\")","v":""},"","","","","","",0,"",null,0,0,"","",0,{"$error":"#VALUE!"},{"$error":"#VALUE!"},{"$error":"#VALUE!"},{"$error":"#VALUE!"},{"$error":"#VALUE!"},{"$error":"#VALUE!"},{"$error":"#VALUE!"},{"$error":"#VALUE!"},{"$error":"#VALUE!"},{"$error":"#VALUE!"},{"$error":"#VALUE!"},{"$error":"#VALUE!"},{"$error":"#VALUE!"},{"$error":"#VALUE!"},{"$error":"#VALUE!"},{"$error":"#VALUE!"},{"$error":"#VALUE!"},{"$error":"#VALUE!"},{"$error":"#VALUE!"},{"$error":"#VALUE!"},{"$error":"#VALUE!"},{"$error":"#VALUE!"},{"$error":"#VALUE!"},{"$error":"#VALUE!"},{"$error":"#VALUE!"},{"$error":"#VALUE!"},{"$error":"#VALUE!"},19,null,0,0,0,0]
[null,null,null,null,""," ","","","",null,{"$f":"+IF(D74<>0,IF(J74<>0,ROUND(VLOOKUP(C74,Données!$A$4:$J$41,2,FALSE)*POWER(AVERAGE($R$44:$R$45)-J74,VLOOKUP(C74,Données!$A$4:$J$41,3,FALSE)),0)*D74+ROUND(VLOOKUP(C74,Données!$A$4:$J$41,4,FALSE)*POWER(AVERAGE($R$44:$R$45)-J74,VLOOKUP(C74,Données!$A$4:$J$41,5,FALSE)),0)*2,\"\"),\"\")","v":""},"","","","","","",0,"",null,0,0,"","",0,{"$error":"#VALUE!"},{"$error":"#VALUE!"},{"$error":"#VALUE!"},{"$error":"#VALUE!"},{"$error":"#VALUE!"},{"$error":"#VALUE!"},{"$error":"#VALUE!"},{"$error":"#VALUE!"},{"$error":"#VALUE!"},{"$error":"#VALUE!"},{"$error":"#VALUE!"},{"$error":"#VALUE!"},{"$error":"#VALUE!"},{"$error":"#VALUE!"},{"$error":"#VALUE!"},{"$error":"#VALUE!"},{"$error":"#VALUE!"},{"$error":"#VALUE!"},{"$error":"#VALUE!"},{"$error":"#VALUE!"},{"$error":"#VALUE!"},{"$error":"#VALUE!"},{"$error":"#VALUE!"},{"$error":"#VALUE!"},{"$error":"#VALUE!"},{"$error":"#VALUE!"},{"$error":"#VALUE!"},20,null,0,0,0,0]
[null,null,null,null,""," ","","","",null,{"$f":"+IF(D75<>0,IF(J75<>0,ROUND(VLOOKUP(C75,Données!$A$4:$J$41,2,FALSE)*POWER(AVERAGE($R$44:$R$45)-J75,VLOOKUP(C75,Données!$A$4:$J$41,3,FALSE)),0)*D75+ROUND(VLOOKUP(C75,Données!$A$4:$J$41,4,FALSE)*POWER(AVERAGE($R$44:$R$45)-J75,VLOOKUP(C75,Données!$A$4:$J$41,5,FALSE)),0)*2,\"\"),\"\")","v":""},"","","","","","",0,"",null,0,0,"","",0,{"$error":"#VALUE!"},{"$error":"#VALUE!"},{"$error":"#VALUE!"},{"$error":"#VALUE!"},{"$error":"#VALUE!"},{"$error":"#VALUE!"},{"$error":"#VALUE!"},{"$error":"#VALUE!"},{"$error":"#VALUE!"},{"$error":"#VALUE!"},{"$error":"#VALUE!"},{"$error":"#VALUE!"},{"$error":"#VALUE!"},{"$error":"#VALUE!"},{"$error":"#VALUE!"},{"$error":"#VALUE!"},{"$error":"#VALUE!"},{"$error":"#VALUE!"},{"$error":"#VALUE!"},{"$error":"#VALUE!"},{"$error":"#VALUE!"},{"$error":"#VALUE!"},{"$error":"#VALUE!"},{"$error":"#VALUE!"},{"$error":"#VALUE!"},{"$error":"#VALUE!"},{"$error":"#VALUE!"},21,null,0,0,0,0]
[null,null,null,null,""," ","","","",null,{"$f":"+IF(D76<>0,IF(J76<>0,ROUND(VLOOKUP(C76,Données!$A$4:$J$41,2,FALSE)*POWER(AVERAGE($R$44:$R$45)-J76,VLOOKUP(C76,Données!$A$4:$J$41,3,FALSE)),0)*D76+ROUND(VLOOKUP(C76,Données!$A$4:$J$41,4,FALSE)*POWER(AVERAGE($R$44:$R$45)-J76,VLOOKUP(C76,Données!$A$4:$J$41,5,FALSE)),0)*2,\"\"),\"\")","v":""},"","","","","","",0,"",null,0,0,"","",0,{"$error":"#VALUE!"},{"$error":"#VALUE!"},{"$error":"#VALUE!"},{"$error":"#VALUE!"},{"$error":"#VALUE!"},{"$error":"#VALUE!"},{"$error":"#VALUE!"},{"$error":"#VALUE!"},{"$error":"#VALUE!"},{"$error":"#VALUE!"},{"$error":"#VALUE!"},{"$error":"#VALUE!"},{"$error":"#VALUE!"},{"$error":"#VALUE!"},{"$error":"#VALUE!"},{"$error":"#VALUE!"},{"$error":"#VALUE!"},{"$error":"#VALUE!"},{"$error":"#VALUE!"},{"$error":"#VALUE!"},{"$error":"#VALUE!"},{"$error":"#VALUE!"},{"$error":"#VALUE!"},{"$error":"#VALUE!"},{"$error":"#VALUE!"},{"$error":"#VALUE!"},{"$error":"#VALUE!"},22,null,0,0,0,0]
[null,null,null,null,""," ","","","",null,{"$f":"+IF(D77<>0,IF(J77<>0,ROUND(VLOOKUP(C77,Données!$A$4:$J$41,2,FALSE)*POWER(AVERAGE($R$44:$R$45)-J77,VLOOKUP(C77,Données!$A$4:$J$41,3,FALSE)),0)*D77+ROUND(VLOOKUP(C77,Données!$A$4:$J$41,4,FALSE)*POWER(AVERAGE($R$44:$R$45)-J77,VLOOKUP(C77,Données!$A$4:$J$41,5,FALSE)),0)*2,\"\"),\"\")","v":""},"","","","","","",0,"",null,0,0,"","",0,{"$error":"#VALUE!"},{"$error":"#VALUE!"},{"$error":"#VALUE!"},{"$error":"#VALUE!"},{"$error":"#VALUE!"},{"$error":"#VALUE!"},{"$error":"#VALUE!"},{"$error":"#VALUE!"},{"$error":"#VALUE!"},{"$error":"#VALUE!"},{"$error":"#VALUE!"},{"$error":"#VALUE!"},{"$error":"#VALUE!"},{"$error":"#VALUE!"},{"$error":"#VALUE!"},{"$error":"#VALUE!"},{"$error":"#VALUE!"},{"$error":"#VALUE!"},{"$error":"#VALUE!"},{"$error":"#VALUE!"},{"$error":"#VALUE!"},{"$error":"#VALUE!"},{"$error":"#VALUE!"},{"$error":"#VALUE!"},{"$error":"#VALUE!"},{"$error":"#VALUE!"},{"$error":"#VALUE!"},23,null,0,0,0,0]
[null,null,null,null,""," ","","","",null,{"$f":"+IF(D78<>0,IF(J78<>0,ROUND(VLOOKUP(C78,Données!$A$4:$J$41,2,FALSE)*POWER(AVERAGE($R$44:$R$45)-J78,VLOOKUP(C78,Données!$A$4:$J$41,3,FALSE)),0)*D78+ROUND(VLOOKUP(C78,Données!$A$4:$J$41,4,FALSE)*POWER(AVERAGE($R$44:$R$45)-J78,VLOOKUP(C78,Données!$A$4:$J$41,5,FALSE)),0)*2,\"\"),\"\")","v":""},"","","","","","",0,"",null,0,0,{"$f":"+IF(C78=\"\",\"\",D78*VLOOKUP(C78,$Y$5:$AC$27,4,FALSE)+VLOOKUP(C78,$Y$5:$AC$27,5,FALSE))","v":""},{"$f":"+IF(C78=\"\",\"\",VLOOKUP(C78,$Y$5:$AD$27,6,FALSE)*D78)","v":""},0,{"$error":"#VALUE!"},{"$error":"#VALUE!"},{"$error":"#VALUE!"},{"$error":"#VALUE!"},{"$error":"#VALUE!"},{"$error":"#VALUE!"},{"$error":"#VALUE!"},{"$error":"#VALUE!"},{"$error":"#VALUE!"},{"$error":"#VALUE!"},{"$error":"#VALUE!"},{"$error":"#VALUE!"},{"$error":"#VALUE!"},{"$error":"#VALUE!"},{"$error":"#VALUE!"},{"$error":"#VALUE!"},{"$error":"#VALUE!"},{"$error":"#VALUE!"},{"$error":"#VALUE!"},{"$error":"#VALUE!"},{"$error":"#VALUE!"},{"$error":"#VALUE!"},{"$error":"#VALUE!"},{"$error":"#VALUE!"},{"$error":"#VALUE!"},{"$error":"#VALUE!"},{"$error":"#VALUE!"},24,null,0,0,0,0]
[null,null,null,null,""," ","","","",null,{"$f":"+IF(D79<>0,IF(J79<>0,ROUND(VLOOKUP(C79,Données!$A$4:$J$41,2,FALSE)*POWER(AVERAGE($R$44:$R$45)-J79,VLOOKUP(C79,Données!$A$4:$J$41,3,FALSE)),0)*D79+ROUND(VLOOKUP(C79,Données!$A$4:$J$41,4,FALSE)*POWER(AVERAGE($R$44:$R$45)-J79,VLOOKUP(C79,Données!$A$4:$J$41,5,FALSE)),0)*2,\"\"),\"\")","v":""},"","","","","","",0,"",null,0,0,"","",0,{"$error":"#VALUE!"},{"$error":"#VALUE!"},{"$error":"#VALUE!"},{"$error":"#VALUE!"},{"$error":"#VALUE!"},{"$error":"#VALUE!"},{"$error":"#VALUE!"},{"$error":"#VALUE!"},{"$error":"#VALUE!"},{"$error":"#VALUE!"},{"$error":"#VALUE!"},{"$error":"#VALUE!"},{"$error":"#VALUE!"},{"$error":"#VALUE!"},{"$error":"#VALUE!"},{"$error":"#VALUE!"},{"$error":"#VALUE!"},{"$error":"#VALUE!"},{"$error":"#VALUE!"},{"$error":"#VALUE!"},{"$error":"#VALUE!"},{"$error":"#VALUE!"},{"$error":"#VALUE!"},{"$error":"#VALUE!"},{"$error":"#VALUE!"},{"$error":"#VALUE!"},{"$error":"#VALUE!"},25,null,0,0,0,0]
[null,null,null,null,""," ","","","",null,{"$f":"+IF(D80<>0,IF(J80<>0,ROUND(VLOOKUP(C80,Données!$A$4:$J$41,2,FALSE)*POWER(AVERAGE($R$44:$R$45)-J80,VLOOKUP(C80,Données!$A$4:$J$41,3,FALSE)),0)*D80+ROUND(VLOOKUP(C80,Données!$A$4:$J$41,4,FALSE)*POWER(AVERAGE($R$44:$R$45)-J80,VLOOKUP(C80,Données!$A$4:$J$41,5,FALSE)),0)*2,\"\"),\"\")","v":""},"","","","","","",0,"",null,0,0,"","",0,{"$error":"#VALUE!"},{"$error":"#VALUE!"},{"$error":"#VALUE!"},{"$error":"#VALUE!"},{"$error":"#VALUE!"},{"$error":"#VALUE!"},{"$error":"#VALUE!"},{"$error":"#VALUE!"},{"$error":"#VALUE!"},{"$error":"#VALUE!"},{"$error":"#VALUE!"},{"$error":"#VALUE!"},{"$error":"#VALUE!"},{"$error":"#VALUE!"},{"$error":"#VALUE!"},{"$error":"#VALUE!"},{"$error":"#VALUE!"},{"$error":"#VALUE!"},{"$error":"#VALUE!"},{"$error":"#VALUE!"},{"$error":"#VALUE!"},{"$error":"#VALUE!"},{"$error":"#VALUE!"},{"$error":"#VALUE!"},{"$error":"#VALUE!"},{"$error":"#VALUE!"},{"$error":"#VALUE!"},26,null,0,0,0,0]
[null,null,null,null,""," ","","","",null,{"$f":"+IF(D81<>0,IF(J81<>0,ROUND(VLOOKUP(C81,Données!$A$4:$J$41,2,FALSE)*POWER(AVERAGE($R$44:$R$45)-J81,VLOOKUP(C81,Données!$A$4:$J$41,3,FALSE)),0)*D81+ROUND(VLOOKUP(C81,Données!$A$4:$J$41,4,FALSE)*POWER(AVERAGE($R$44:$R$45)-J81,VLOOKUP(C81,Données!$A$4:$J$41,5,FALSE)),0)*2,\"\"),\"\")","v":""},"","","","","","",0,"",null,0,0,"","",0,{"$error":"#VALUE!"},{"$error":"#VALUE!"},{"$error":"#VALUE!"},{"$error":"#VALUE!"},{"$error":"#VALUE!"},{"$error":"#VALUE!"},{"$error":"#VALUE!"},{"$error":"#VALUE!"},{"$error":"#VALUE!"},{"$error":"#VALUE!"},{"$error":"#VALUE!"},{"$error":"#VALUE!"},{"$error":"#VALUE!"},{"$error":"#VALUE!"},{"$error":"#VALUE!"},{"$error":"#VALUE!"},{"$error":"#VALUE!"},{"$error":"#VALUE!"},{"$error":"#VALUE!"},{"$error":"#VALUE!"},{"$error":"#VALUE!"},{"$error":"#VALUE!"},{"$error":"#VALUE!"},{"$error":"#VALUE!"},{"$error":"#VALUE!"},{"$error":"#VALUE!"},{"$error":"#VALUE!"},27,null,0,0,0,0]
[null,null,null,null,""," ","","","",null,{"$f":"+IF(D82<>0,IF(J82<>0,ROUND(VLOOKUP(C82,Données!$A$4:$J$41,2,FALSE)*POWER(AVERAGE($R$44:$R$45)-J82,VLOOKUP(C82,Données!$A$4:$J$41,3,FALSE)),0)*D82+ROUND(VLOOKUP(C82,Données!$A$4:$J$41,4,FALSE)*POWER(AVERAGE($R$44:$R$45)-J82,VLOOKUP(C82,Données!$A$4:$J$41,5,FALSE)),0)*2,\"\"),\"\")","v":""},"","","","","","",0,"",null,0,0,"","",0,{"$error":"#VALUE!"},{"$error":"#VALUE!"},{"$error":"#VALUE!"},{"$error":"#VALUE!"},{"$error":"#VALUE!"},{"$error":"#VALUE!"},{"$error":"#VALUE!"},{"$error":"#VALUE!"},{"$error":"#VALUE!"},{"$error":"#VALUE!"},{"$error":"#VALUE!"},{"$error":"#VALUE!"},{"$error":"#VALUE!"},{"$error":"#VALUE!"},{"$error":"#VALUE!"},{"$error":"#VALUE!"},{"$error":"#VALUE!"},{"$error":"#VALUE!"},{"$error":"#VALUE!"},{"$error":"#VALUE!"},{"$error":"#VALUE!"},{"$error":"#VALUE!"},{"$error":"#VALUE!"},{"$error":"#VALUE!"},{"$error":"#VALUE!"},{"$error":"#VALUE!"},{"$error":"#VALUE!"},28,null,0,0,0,0]
[null,null,null,null,""," ","","","",null,{"$f":"+IF(D83<>0,IF(J83<>0,ROUND(VLOOKUP(C83,Données!$A$4:$J$41,2,FALSE)*POWER(AVERAGE($R$44:$R$45)-J83,VLOOKUP(C83,Données!$A$4:$J$41,3,FALSE)),0)*D83+ROUND(VLOOKUP(C83,Données!$A$4:$J$41,4,FALSE)*POWER(AVERAGE($R$44:$R$45)-J83,VLOOKUP(C83,Données!$A$4:$J$41,5,FALSE)),0)*2,\"\"),\"\")","v":""},"","","","","","",0,"",null,0,0,"","",0,{"$error":"#VALUE!"},{"$error":"#VALUE!"},{"$error":"#VALUE!"},{"$error":"#VALUE!"},{"$error":"#VALUE!"},{"$error":"#VALUE!"},{"$error":"#VALUE!"},{"$error":"#VALUE!"},{"$error":"#VALUE!"},{"$error":"#VALUE!"},{"$error":"#VALUE!"},{"$error":"#VALUE!"},{"$error":"#VALUE!"},{"$error":"#VALUE!"},{"$error":"#VALUE!"},{"$error":"#VALUE!"},{"$error":"#VALUE!"},{"$error":"#VALUE!"},{"$error":"#VALUE!"},{"$error":"#VALUE!"},{"$error":"#VALUE!"},{"$error":"#VALUE!"},{"$error":"#VALUE!"},{"$error":"#VALUE!"},{"$error":"#VALUE!"},{"$error":"#VALUE!"},{"$error":"#VALUE!"},29,null,0,0,0,0]
[null,null,null,null,""," ","","","",null,{"$f":"+IF(D84<>0,IF(J84<>0,ROUND(VLOOKUP(C84,Données!$A$4:$J$41,2,FALSE)*POWER(AVERAGE($R$44:$R$45)-J84,VLOOKUP(C84,Données!$A$4:$J$41,3,FALSE)),0)*D84+ROUND(VLOOKUP(C84,Données!$A$4:$J$41,4,FALSE)*POWER(AVERAGE($R$44:$R$45)-J84,VLOOKUP(C84,Données!$A$4:$J$41,5,FALSE)),0)*2,\"\"),\"\")","v":""},"","","","","","",0,"",null,0,0,"","",0,{"$error":"#VALUE!"},{"$error":"#VALUE!"},{"$error":"#VALUE!"},{"$error":"#VALUE!"},{"$error":"#VALUE!"},{"$error":"#VALUE!"},{"$error":"#VALUE!"},{"$error":"#VALUE!"},{"$error":"#VALUE!"},{"$error":"#VALUE!"},{"$error":"#VALUE!"},{"$error":"#VALUE!"},{"$error":"#VALUE!"},{"$error":"#VALUE!"},{"$error":"#VALUE!"},{"$error":"#VALUE!"},{"$error":"#VALUE!"},{"$error":"#VALUE!"},{"$error":"#VALUE!"},{"$error":"#VALUE!"},{"$error":"#VALUE!"},{"$error":"#VALUE!"},{"$error":"#VALUE!"},{"$error":"#VALUE!"},{"$error":"#VALUE!"},{"$error":"#VALUE!"},{"$error":"#VALUE!"},30,null,0,0,0,0]
[null,null,null,null,""," ","","","",null,{"$f":"+IF(D85<>0,IF(J85<>0,ROUND(VLOOKUP(C85,Données!$A$4:$J$41,2,FALSE)*POWER(AVERAGE($R$44:$R$45)-J85,VLOOKUP(C85,Données!$A$4:$J$41,3,FALSE)),0)*D85+ROUND(VLOOKUP(C85,Données!$A$4:$J$41,4,FALSE)*POWER(AVERAGE($R$44:$R$45)-J85,VLOOKUP(C85,Données!$A$4:$J$41,5,FALSE)),0)*2,\"\"),\"\")","v":""},"","","","","","",0,"",null,0,0,"","",0,{"$error":"#VALUE!"},{"$error":"#VALUE!"},{"$error":"#VALUE!"},{"$error":"#VALUE!"},{"$error":"#VALUE!"},{"$error":"#VALUE!"},{"$error":"#VALUE!"},{"$error":"#VALUE!"},{"$error":"#VALUE!"},{"$error":"#VALUE!"},{"$error":"#VALUE!"},{"$error":"#VALUE!"},{"$error":"#VALUE!"},{"$error":"#VALUE!"},{"$error":"#VALUE!"},{"$error":"#VALUE!"},{"$error":"#VALUE!"},{"$error":"#VALUE!"},{"$error":"#VALUE!"},{"$error":"#VALUE!"},{"$error":"#VALUE!"},{"$error":"#VALUE!"},{"$error":"#VALUE!"},{"$error":"#VALUE!"},{"$error":"#VALUE!"},{"$error":"#VALUE!"},{"$error":"#VALUE!"},31,null,0,0,0,0]
[null,null,null,null,""," ","","","",null,{"$f":"+IF(D86<>0,IF(J86<>0,ROUND(VLOOKUP(C86,Données!$A$4:$J$41,2,FALSE)*POWER(AVERAGE($R$44:$R$45)-J86,VLOOKUP(C86,Données!$A$4:$J$41,3,FALSE)),0)*D86+ROUND(VLOOKUP(C86,Données!$A$4:$J$41,4,FALSE)*POWER(AVERAGE($R$44:$R$45)-J86,VLOOKUP(C86,Données!$A$4:$J$41,5,FALSE)),0)*2,\"\"),\"\")","v":""},"","","","","","",0,"",null,0,0,"","",0,{"$error":"#VALUE!"},{"$error":"#VALUE!"},{"$error":"#VALUE!"},{"$error":"#VALUE!"},{"$error":"#VALUE!"},{"$error":"#VALUE!"},{"$error":"#VALUE!"},{"$error":"#VALUE!"},{"$error":"#VALUE!"},{"$error":"#VALUE!"},{"$error":"#VALUE!"},{"$error":"#VALUE!"},{"$error":"#VALUE!"},{"$error":"#VALUE!"},{"$error":"#VALUE!"},{"$error":"#VALUE!"},{"$error":"#VALUE!"},{"$error":"#VALUE!"},{"$error":"#VALUE!"},{"$error":"#VALUE!"},{"$error":"#VALUE!"},{"$error":"#VALUE!"},{"$error":"#VALUE!"},{"$error":"#VALUE!"},{"$error":"#VALUE!"},{"$error":"#VALUE!"},{"$error":"#VALUE!"},32,null,0,0,0,0]
[null,null,null,null,""," ","","","",null,{"$f":"+IF(D87<>0,IF(J87<>0,ROUND(VLOOKUP(C87,Données!$A$4:$J$41,2,FALSE)*POWER(AVERAGE($R$44:$R$45)-J87,VLOOKUP(C87,Données!$A$4:$J$41,3,FALSE)),0)*D87+ROUND(VLOOKUP(C87,Données!$A$4:$J$41,4,FALSE)*POWER(AVERAGE($R$44:$R$45)-J87,VLOOKUP(C87,Données!$A$4:$J$41,5,FALSE)),0)*2,\"\"),\"\")","v":""},"","","","","","",0,"",null,0,0,"","",0,{"$error":"#VALUE!"},{"$error":"#VALUE!"},{"$error":"#VALUE!"},{"$error":"#VALUE!"},{"$error":"#VALUE!"},{"$error":"#VALUE!"},{"$error":"#VALUE!"},{"$error":"#VALUE!"},{"$error":"#VALUE!"},{"$error":"#VALUE!"},{"$error":"#VALUE!"},{"$error":"#VALUE!"},{"$error":"#VALUE!"},{"$error":"#VALUE!"},{"$error":"#VALUE!"},{"$error":"#VALUE!"},{"$error":"#VALUE!"},{"$error":"#VALUE!"},{"$error":"#VALUE!"},{"$error":"#VALUE!"},{"$error":"#VALUE!"},{"$error":"#VALUE!"},{"$error":"#VALUE!"},{"$error":"#VALUE!"},{"$error":"#VALUE!"},{"$error":"#VALUE!"},{"$error":"#VALUE!"},33,null,0,0,0,0]
[null,null,null,null,{"$f":"IF(D88=0,\"\",VLOOKUP(C88&\"-\"&IF(D88<4,4,IF(D88>18,18,EVEN(D88))),$O$168:$P$239,2,FALSE))","v":""}," ","","","",null,{"$f":"+IF(D88<>0,IF(J88<>0,ROUND(VLOOKUP(C88,Données!$A$4:$J$41,2,FALSE)*POWER(AVERAGE($R$44:$R$45)-J88,VLOOKUP(C88,Données!$A$4:$J$41,3,FALSE)),0)*D88+ROUND(VLOOKUP(C88,Données!$A$4:$J$41,4,FALSE)*POWER(AVERAGE($R$44:$R$45)-J88,VLOOKUP(C88,Données!$A$4:$J$41,5,FALSE)),0)*2,\"\"),\"\")","v":""},"","","","","","",0,"",null,0,{"$f":"IF(F87=\"D+D\",D88*B88+V87,B88*D88)","v":0},"","",{"$f":"+$V$3*(D88*B88)/1000","v":0},{"$f":"(0.001*M88^1.8155)*Y88","v":{"$error":"#VALUE!"}},{"$f":"(0.00007*M88^1.9823)*Y88","v":{"$error":"#VALUE!"}},{"$f":"(0.00009*M88^1.857)*Y88","v":{"$error":"#VALUE!"}},{"$f":"(0.00005*M88^1.8638)*Y88","v":{"$error":"#VALUE!"}},{"$f":"(0.00008*M88^1.7517)*Y88","v":{"$error":"#VALUE!"}},{"$f":"(0.0003*M88^1.9011)*Y88","v":{"$error":"#VALUE!"}},{"$f":"(0.0001*M88^1.8431)*Y88","v":{"$error":"#VALUE!"}},{"$f":"(0.00005*M88^1.8638)*Y88","v":{"$error":"#VALUE!"}},{"$f":"(0.00008*M88^1.7357)*Y88","v":{"$error":"#VALUE!"}},{"$f":"+(0.0057*M88^1.8927)*Y88","v":{"$error":"#VALUE!"}},{"$f":"+(0.0017*M88^1.8272)*Y88","v":{"$error":"#VALUE!"}},{"$f":"+(0.0009*M88^1.817)*Y88","v":{"$error":"#VALUE!"}},{"$f":"+(0.0004*M88^1.8646)*Y88","v":{"$error":"#VALUE!"}},{"$f":"+(0.0002*M88^1.881)*Y88","v":{"$error":"#VALUE!"}},{"$f":"+(0.0033*M88^1.8334)*Y88","v":{"$error":"#VALUE!"}},{"$f":"+(0.0011*M88^1.8159)*Y88","v":{"$error":"#VALUE!"}},{"$f":"+(0.0004*M88^1.8646)*Y88","v":{"$error":"#VALUE!"}},{"$f":"+(0.0003*M88^1.8288)*Y88","v":{"$error":"#VALUE!"}},{"$error":"#VALUE!"},{"$error":"#VALUE!"},{"$error":"#VALUE!"},{"$error":"#VALUE!"},{"$error":"#VALUE!"},{"$error":"#VALUE!"},{"$error":"#VALUE!"},{"$error":"#VALUE!"},{"$error":"#VALUE!"},34,null,{"$f":"+IF(F87=\"D+D\",BC87+BD88,BD88)","v":0},{"$f":"IF(D88<>0,B88*K88,0)","v":0},{"$f":"+IF(F87=\"D+D\",BE87+BF88,BF88)","v":0},{"$f":"IF(D88<>0,U88,0)","v":0}]
[null,null,null,null,"",{"$f":"IF(C89<>0,\"D\",\" \")","v":" "},"","","",null,{"$f":"+IF(D89<>0,IF(J89<>0,ROUND(VLOOKUP(C89,Données!$A$4:$J$41,2,FALSE)*POWER(AVERAGE($R$44:$R$45)-J89,VLOOKUP(C89,Données!$A$4:$J$41,3,FALSE)),0)*D89+ROUND(VLOOKUP(C89,Données!$A$4:$J$41,4,FALSE)*POWER(AVERAGE($R$44:$R$45)-J89,VLOOKUP(C89,Données!$A$4:$J$41,5,FALSE)),0)*2,\"\"),\"\")","v":""},"","","","","","",0,"",null,0,0,"","",0,{"$error":"#VALUE!"},{"$error":"#VALUE!"},{"$error":"#VALUE!"},{"$error":"#VALUE!"},{"$error":"#VALUE!"},{"$error":"#VALUE!"},{"$error":"#VALUE!"},{"$error":"#VALUE!"},{"$error":"#VALUE!"},{"$error":"#VALUE!"},{"$error":"#VALUE!"},{"$error":"#VALUE!"},{"$error":"#VALUE!"},{"$error":"#VALUE!"},{"$error":"#VALUE!"},{"$error":"#VALUE!"},{"$error":"#VALUE!"},{"$error":"#VALUE!"},{"$error":"#VALUE!"},{"$error":"#VALUE!"},{"$error":"#VALUE!"},{"$error":"#VALUE!"},{"$error":"#VALUE!"},{"$error":"#VALUE!"},{"$error":"#VALUE!"},{"$error":"#VALUE!"},{"$error":"#VALUE!"},35,null,0,0,0,0]
[null,null,null,null,"",{"$f":"IF(C90<>0,\"D\",\" \")","v":" "},"","","",null,{"$f":"+IF(D90<>0,IF(J90<>0,ROUND(VLOOKUP(C90,Données!$A$4:$J$41,2,FALSE)*POWER(AVERAGE($R$44:$R$45)-J90,VLOOKUP(C90,Données!$A$4:$J$41,3,FALSE)),0)*D90+ROUND(VLOOKUP(C90,Données!$A$4:$J$41,4,FALSE)*POWER(AVERAGE($R$44:$R$45)-J90,VLOOKUP(C90,Données!$A$4:$J$41,5,FALSE)),0)*2,\"\"),\"\")","v":""},"","","","","","",0,"",null,0,0,"","",0,{"$error":"#VALUE!"},{"$error":"#VALUE!"},{"$error":"#VALUE!"},{"$error":"#VALUE!"},{"$error":"#VALUE!"},{"$error":"#VALUE!"},{"$error":"#VALUE!"},{"$error":"#VALUE!"},{"$error":"#VALUE!"},{"$error":"#VALUE!"},{"$error":"#VALUE!"},{"$error":"#VALUE!"},{"$error":"#VALUE!"},{"$error":"#VALUE!"},{"$error":"#VALUE!"},{"$error":"#VALUE!"},{"$error":"#VALUE!"},{"$error":"#VALUE!"},{"$error":"#VALUE!"},{"$error":"#VALUE!"},{"$error":"#VALUE!"},{"$error":"#VALUE!"},{"$error":"#VALUE!"},{"$error":"#VALUE!"},{"$error":"#VALUE!"},{"$error":"#VALUE!"},{"$error":"#VALUE!"},36,null,0,0,0,0]
[null,null,null,null,"",{"$f":"IF(C91<>0,\"D\",\" \")","v":" "},"","","",null,{"$f":"+IF(D91<>0,IF(J91<>0,ROUND(VLOOKUP(C91,Données!$A$4:$J$41,2,FALSE)*POWER(AVERAGE($R$44:$R$45)-J91,VLOOKUP(C91,Données!$A$4:$J$41,3,FALSE)),0)*D91+ROUND(VLOOKUP(C91,Données!$A$4:$J$41,4,FALSE)*POWER(AVERAGE($R$44:$R$45)-J91,VLOOKUP(C91,Données!$A$4:$J$41,5,FALSE)),0)*2,\"\"),\"\")","v":""},"","","","","","",0,"",null,0,0,"","",0,{"$error":"#VALUE!"},{"$error":"#VALUE!"},{"$error":"#VALUE!"},{"$error":"#VALUE!"},{"$error":"#VALUE!"},{"$error":"#VALUE!"},{"$error":"#VALUE!"},{"$error":"#VALUE!"},{"$error":"#VALUE!"},{"$error":"#VALUE!"},{"$error":"#VALUE!"},{"$error":"#VALUE!"},{"$error":"#VALUE!"},{"$error":"#VALUE!"},{"$error":"#VALUE!"},{"$error":"#VALUE!"},{"$error":"#VALUE!"},{"$error":"#VALUE!"},{"$error":"#VALUE!"},{"$error":"#VALUE!"},{"$error":"#VALUE!"},{"$error":"#VALUE!"},{"$error":"#VALUE!"},{"$error":"#VALUE!"},{"$error":"#VALUE!"},{"$error":"#VALUE!"},{"$error":"#VALUE!"},37,null,0,0,0,0]
[null,null,null,null,"",{"$f":"IF(C92<>0,\"D\",\" \")","v":" "},"","","",null,{"$f":"+IF(D92<>0,IF(J92<>0,ROUND(VLOOKUP(C92,Données!$A$4:$J$41,2,FALSE)*POWER(AVERAGE($R$44:$R$45)-J92,VLOOKUP(C92,Données!$A$4:$J$41,3,FALSE)),0)*D92+ROUND(VLOOKUP(C92,Données!$A$4:$J$41,4,FALSE)*POWER(AVERAGE($R$44:$R$45)-J92,VLOOKUP(C92,Données!$A$4:$J$41,5,FALSE)),0)*2,\"\"),\"\")","v":""},"","","","","","",0,"",null,0,0,"","",0,{"$error":"#VALUE!"},{"$error":"#VALUE!"},{"$error":"#VALUE!"},{"$error":"#VALUE!"},{"$error":"#VALUE!"},{"$error":"#VALUE!"},{"$error":"#VALUE!"},{"$error":"#VALUE!"},{"$error":"#VALUE!"},{"$error":"#VALUE!"},{"$error":"#VALUE!"},{"$error":"#VALUE!"},{"$error":"#VALUE!"},{"$error":"#VALUE!"},{"$error":"#VALUE!"},{"$error":"#VALUE!"},{"$error":"#VALUE!"},{"$error":"#VALUE!"},{"$error":"#VALUE!"},{"$error":"#VALUE!"},{"$error":"#VALUE!"},{"$error":"#VALUE!"},{"$error":"#VALUE!"},{"$error":"#VALUE!"},{"$error":"#VALUE!"},{"$error":"#VALUE!"},{"$error":"#VALUE!"},38,null,0,0,0,0]
[null,null,null,null,""," ","","","",null,{"$f":"+IF(D93<>0,IF(J93<>0,ROUND(VLOOKUP(C93,Données!$A$4:$J$41,2,FALSE)*POWER(AVERAGE($R$44:$R$45)-J93,VLOOKUP(C93,Données!$A$4:$J$41,3,FALSE)),0)*D93+ROUND(VLOOKUP(C93,Données!$A$4:$J$41,4,FALSE)*POWER(AVERAGE($R$44:$R$45)-J93,VLOOKUP(C93,Données!$A$4:$J$41,5,FALSE)),0)*2,\"\"),\"\")","v":""},"","","","","","",0,"",null,0,0,"","",0,{"$error":"#VALUE!"},{"$error":"#VALUE!"},{"$error":"#VALUE!"},{"$error":"#VALUE!"},{"$error":"#VALUE!"},{"$error":"#VALUE!"},{"$error":"#VALUE!"},{"$error":"#VALUE!"},{"$error":"#VALUE!"},{"$error":"#VALUE!"},{"$error":"#VALUE!"},{"$error":"#VALUE!"},{"$error":"#VALUE!"},{"$error":"#VALUE!"},{"$error":"#VALUE!"},{"$error":"#VALUE!"},{"$error":"#VALUE!"},{"$error":"#VALUE!"},{"$error":"#VALUE!"},{"$error":"#VALUE!"},{"$error":"#VALUE!"},{"$error":"#VALUE!"},{"$error":"#VALUE!"},{"$error":"#VALUE!"},{"$error":"#VALUE!"},{"$error":"#VALUE!"},{"$error":"#VALUE!"},39,null,0,0,0,0]
[null,null,null,null,""," ","","","",null,{"$f":"+IF(D94<>0,IF(J94<>0,ROUND(VLOOKUP(C94,Données!$A$4:$J$41,2,FALSE)*POWER(AVERAGE($R$44:$R$45)-J94,VLOOKUP(C94,Données!$A$4:$J$41,3,FALSE)),0)*D94+ROUND(VLOOKUP(C94,Données!$A$4:$J$41,4,FALSE)*POWER(AVERAGE($R$44:$R$45)-J94,VLOOKUP(C94,Données!$A$4:$J$41,5,FALSE)),0)*2,\"\"),\"\")","v":""},"","","","","","",0,"",null,0,0,"","",0,{"$error":"#VALUE!"},{"$error":"#VALUE!"},{"$error":"#VALUE!"},{"$error":"#VALUE!"},{"$error":"#VALUE!"},{"$error":"#VALUE!"},{"$error":"#VALUE!"},{"$error":"#VALUE!"},{"$error":"#VALUE!"},{"$error":"#VALUE!"},{"$error":"#VALUE!"},{"$error":"#VALUE!"},{"$error":"#VALUE!"},{"$error":"#VALUE!"},{"$error":"#VALUE!"},{"$error":"#VALUE!"},{"$error":"#VALUE!"},{"$error":"#VALUE!"},{"$error":"#VALUE!"},{"$error":"#VALUE!"},{"$error":"#VALUE!"},{"$error":"#VALUE!"},{"$error":"#VALUE!"},{"$error":"#VALUE!"},{"$error":"#VALUE!"},{"$error":"#VALUE!"},{"$error":"#VALUE!"},40,null,0,0,0,0]
[null,null,null,null,""," ","","","",null,{"$f":"+IF(D95<>0,IF(J95<>0,ROUND(VLOOKUP(C95,Données!$A$4:$J$41,2,FALSE)*POWER(AVERAGE($R$44:$R$45)-J95,VLOOKUP(C95,Données!$A$4:$J$41,3,FALSE)),0)*D95+ROUND(VLOOKUP(C95,Données!$A$4:$J$41,4,FALSE)*POWER(AVERAGE($R$44:$R$45)-J95,VLOOKUP(C95,Données!$A$4:$J$41,5,FALSE)),0)*2,\"\"),\"\")","v":""},"","","","","","",0,"",null,0,0,"","",0,{"$error":"#VALUE!"},{"$error":"#VALUE!"},{"$error":"#VALUE!"},{"$error":"#VALUE!"},{"$error":"#VALUE!"},{"$error":"#VALUE!"},{"$error":"#VALUE!"},{"$error":"#VALUE!"},{"$error":"#VALUE!"},{"$error":"#VALUE!"},{"$error":"#VALUE!"},{"$error":"#VALUE!"},{"$error":"#VALUE!"},{"$error":"#VALUE!"},{"$error":"#VALUE!"},{"$error":"#VALUE!"},{"$error":"#VALUE!"},{"$error":"#VALUE!"},{"$error":"#VALUE!"},{"$error":"#VALUE!"},{"$error":"#VALUE!"},{"$error":"#VALUE!"},{"$error":"#VALUE!"},{"$error":"#VALUE!"},{"$error":"#VALUE!"},{"$error":"#VALUE!"},{"$error":"#VALUE!"},41,null,0,0,0,0]
[null,null,null,null,""," ","","","",null,{"$f":"+IF(D96<>0,IF(J96<>0,ROUND(VLOOKUP(C96,Données!$A$4:$J$41,2,FALSE)*POWER(AVERAGE($R$44:$R$45)-J96,VLOOKUP(C96,Données!$A$4:$J$41,3,FALSE)),0)*D96+ROUND(VLOOKUP(C96,Données!$A$4:$J$41,4,FALSE)*POWER(AVERAGE($R$44:$R$45)-J96,VLOOKUP(C96,Données!$A$4:$J$41,5,FALSE)),0)*2,\"\"),\"\")","v":""},"","","","","","",0,"",null,0,0,"","",0,{"$error":"#VALUE!"},{"$error":"#VALUE!"},{"$error":"#VALUE!"},{"$error":"#VALUE!"},{"$error":"#VALUE!"},{"$error":"#VALUE!"},{"$error":"#VALUE!"},{"$error":"#VALUE!"},{"$error":"#VALUE!"},{"$error":"#VALUE!"},{"$error":"#VALUE!"},{"$error":"#VALUE!"},{"$error":"#VALUE!"},{"$error":"#VALUE!"},{"$error":"#VALUE!"},{"$error":"#VALUE!"},{"$error":"#VALUE!"},{"$error":"#VALUE!"},{"$error":"#VALUE!"},{"$error":"#VALUE!"},{"$error":"#VALUE!"},{"$error":"#VALUE!"},{"$error":"#VALUE!"},{"$error":"#VALUE!"},{"$error":"#VALUE!"},{"$error":"#VALUE!"},{"$error":"#VALUE!"},42,null,0,0,0,0]
[null,null,null,null,""," ","","","",null,{"$f":"+IF(D97<>0,IF(J97<>0,ROUND(VLOOKUP(C97,Données!$A$4:$J$41,2,FALSE)*POWER(AVERAGE($R$44:$R$45)-J97,VLOOKUP(C97,Données!$A$4:$J$41,3,FALSE)),0)*D97+ROUND(VLOOKUP(C97,Données!$A$4:$J$41,4,FALSE)*POWER(AVERAGE($R$44:$R$45)-J97,VLOOKUP(C97,Données!$A$4:$J$41,5,FALSE)),0)*2,\"\"),\"\")","v":""},"","","","","","",0,"",null,0,0,"","",0,{"$error":"#VALUE!"},{"$error":"#VALUE!"},{"$error":"#VALUE!"},{"$error":"#VALUE!"},{"$error":"#VALUE!"},{"$error":"#VALUE!"},{"$error":"#VALUE!"},{"$error":"#VALUE!"},{"$error":"#VALUE!"},{"$error":"#VALUE!"},{"$error":"#VALUE!"},{"$error":"#VALUE!"},{"$error":"#VALUE!"},{"$error":"#VALUE!"},{"$error":"#VALUE!"},{"$error":"#VALUE!"},{"$error":"#VALUE!"},{"$error":"#VALUE!"},{"$error":"#VALUE!"},{"$error":"#VALUE!"},{"$error":"#VALUE!"},{"$error":"#VALUE!"},{"$error":"#VALUE!"},{"$error":"#VALUE!"},{"$error":"#VALUE!"},{"$error":"#VALUE!"},{"$error":"#VALUE!"},43,null,0,0,0,0]
[null,null,null,null,""," ","","","",null,{"$f":"+IF(D98<>0,IF(J98<>0,ROUND(VLOOKUP(C98,Données!$A$4:$J$41,2,FALSE)*POWER(AVERAGE($R$44:$R$45)-J98,VLOOKUP(C98,Données!$A$4:$J$41,3,FALSE)),0)*D98+ROUND(VLOOKUP(C98,Données!$A$4:$J$41,4,FALSE)*POWER(AVERAGE($R$44:$R$45)-J98,VLOOKUP(C98,Données!$A$4:$J$41,5,FALSE)),0)*2,\"\"),\"\")","v":""},"","","","","","",0,"",null,0,0,"","",0,{"$error":"#VALUE!"},{"$error":"#VALUE!"},{"$error":"#VALUE!"},{"$error":"#VALUE!"},{"$error":"#VALUE!"},{"$error":"#VALUE!"},{"$error":"#VALUE!"},{"$error":"#VALUE!"},{"$error":"#VALUE!"},{"$error":"#VALUE!"},{"$error":"#VALUE!"},{"$error":"#VALUE!"},{"$error":"#VALUE!"},{"$error":"#VALUE!"},{"$error":"#VALUE!"},{"$error":"#VALUE!"},{"$error":"#VALUE!"},{"$error":"#VALUE!"},{"$error":"#VALUE!"},{"$error":"#VALUE!"},{"$error":"#VALUE!"},{"$error":"#VALUE!"},{"$error":"#VALUE!"},{"$error":"#VALUE!"},{"$error":"#VALUE!"},{"$error":"#VALUE!"},{"$error":"#VALUE!"},44,null,0,0,0,0]
[null,null,null,null,""," ","","","",null,{"$f":"+IF(D99<>0,IF(J99<>0,ROUND(VLOOKUP(C99,Données!$A$4:$J$41,2,FALSE)*POWER(AVERAGE($R$44:$R$45)-J99,VLOOKUP(C99,Données!$A$4:$J$41,3,FALSE)),0)*D99+ROUND(VLOOKUP(C99,Données!$A$4:$J$41,4,FALSE)*POWER(AVERAGE($R$44:$R$45)-J99,VLOOKUP(C99,Données!$A$4:$J$41,5,FALSE)),0)*2,\"\"),\"\")","v":""},"","","","","","",0,"",null,0,0,"","",0,{"$error":"#VALUE!"},{"$error":"#VALUE!"},{"$error":"#VALUE!"},{"$error":"#VALUE!"},{"$error":"#VALUE!"},{"$error":"#VALUE!"},{"$error":"#VALUE!"},{"$error":"#VALUE!"},{"$error":"#VALUE!"},{"$error":"#VALUE!"},{"$error":"#VALUE!"},{"$error":"#VALUE!"},{"$error":"#VALUE!"},{"$error":"#VALUE!"},{"$error":"#VALUE!"},{"$error":"#VALUE!"},{"$error":"#VALUE!"},{"$error":"#VALUE!"},{"$error":"#VALUE!"},{"$error":"#VALUE!"},{"$error":"#VALUE!"},{"$error":"#VALUE!"},{"$error":"#VALUE!"},{"$error":"#VALUE!"},{"$error":"#VALUE!"},{"$error":"#VALUE!"},{"$error":"#VALUE!"},45,null,0,0,0,0]
[null,null,null,null,""," ","","","",null,{"$f":"+IF(D100<>0,IF(J100<>0,ROUND(VLOOKUP(C100,Données!$A$4:$J$41,2,FALSE)*POWER(AVERAGE($R$44:$R$45)-J100,VLOOKUP(C100,Données!$A$4:$J$41,3,FALSE)),0)*D100+ROUND(VLOOKUP(C100,Données!$A$4:$J$41,4,FALSE)*POWER(AVERAGE($R$44:$R$45)-J100,VLOOKUP(C100,Données!$A$4:$J$41,5,FALSE)),0)*2,\"\"),\"\")","v":""},"","","","","","",0,"",null,0,0,"","",0,{"$error":"#VALUE!"},{"$error":"#VALUE!"},{"$error":"#VALUE!"},{"$error":"#VALUE!"},{"$error":"#VALUE!"},{"$error":"#VALUE!"},{"$error":"#VALUE!"},{"$error":"#VALUE!"},{"$error":"#VALUE!"},{"$error":"#VALUE!"},{"$error":"#VALUE!"},{"$error":"#VALUE!"},{"$error":"#VALUE!"},{"$error":"#VALUE!"},{"$error":"#VALUE!"},{"$error":"#VALUE!"},{"$error":"#VALUE!"},{"$error":"#VALUE!"},{"$error":"#VALUE!"},{"$error":"#VALUE!"},{"$error":"#VALUE!"},{"$error":"#VALUE!"},{"$error":"#VALUE!"},{"$error":"#VALUE!"},{"$error":"#VALUE!"},{"$error":"#VALUE!"},{"$error":"#VALUE!"},46,null,0,0,0,0]
[null,null,null,null,""," ","","","",null,{"$f":"+IF(D101<>0,IF(J101<>0,ROUND(VLOOKUP(C101,Données!$A$4:$J$41,2,FALSE)*POWER(AVERAGE($R$44:$R$45)-J101,VLOOKUP(C101,Données!$A$4:$J$41,3,FALSE)),0)*D101+ROUND(VLOOKUP(C101,Données!$A$4:$J$41,4,FALSE)*POWER(AVERAGE($R$44:$R$45)-J101,VLOOKUP(C101,Données!$A$4:$J$41,5,FALSE)),0)*2,\"\"),\"\")","v":""},"","","","","","",0,"",null,0,0,"","",0,{"$error":"#VALUE!"},{"$error":"#VALUE!"},{"$error":"#VALUE!"},{"$error":"#VALUE!"},{"$error":"#VALUE!"},{"$error":"#VALUE!"},{"$error":"#VALUE!"},{"$error":"#VALUE!"},{"$error":"#VALUE!"},{"$error":"#VALUE!"},{"$error":"#VALUE!"},{"$error":"#VALUE!"},{"$error":"#VALUE!"},{"$error":"#VALUE!"},{"$error":"#VALUE!"},{"$error":"#VALUE!"},{"$error":"#VALUE!"},{"$error":"#VALUE!"},{"$error":"#VALUE!"},{"$error":"#VALUE!"},{"$error":"#VALUE!"},{"$error":"#VALUE!"},{"$error":"#VALUE!"},{"$error":"#VALUE!"},{"$error":"#VALUE!"},{"$error":"#VALUE!"},{"$error":"#VALUE!"},47,null,0,0,0,0]
[null,null,null,null,""," ","","","",null,{"$f":"+IF(D102<>0,IF(J102<>0,ROUND(VLOOKUP(C102,Données!$A$4:$J$41,2,FALSE)*POWER(AVERAGE($R$44:$R$45)-J102,VLOOKUP(C102,Données!$A$4:$J$41,3,FALSE)),0)*D102+ROUND(VLOOKUP(C102,Données!$A$4:$J$41,4,FALSE)*POWER(AVERAGE($R$44:$R$45)-J102,VLOOKUP(C102,Données!$A$4:$J$41,5,FALSE)),0)*2,\"\"),\"\")","v":""},"","","","","","",0,"",null,0,0,"","",0,{"$error":"#VALUE!"},{"$error":"#VALUE!"},{"$error":"#VALUE!"},{"$error":"#VALUE!"},{"$error":"#VALUE!"},{"$error":"#VALUE!"},{"$error":"#VALUE!"},{"$error":"#VALUE!"},{"$error":"#VALUE!"},{"$error":"#VALUE!"},{"$error":"#VALUE!"},{"$error":"#VALUE!"},{"$error":"#VALUE!"},{"$error":"#VALUE!"},{"$error":"#VALUE!"},{"$error":"#VALUE!"},{"$error":"#VALUE!"},{"$error":"#VALUE!"},{"$error":"#VALUE!"},{"$error":"#VALUE!"},{"$error":"#VALUE!"},{"$error":"#VALUE!"},{"$error":"#VALUE!"},{"$error":"#VALUE!"},{"$error":"#VALUE!"},{"$error":"#VALUE!"},{"$error":"#VALUE!"},48,null,0,0,0,0]
[null,null,null,null,""," ","","","",null,{"$f":"+IF(D103<>0,IF(J103<>0,ROUND(VLOOKUP(C103,Données!$A$4:$J$41,2,FALSE)*POWER(AVERAGE($R$44:$R$45)-J103,VLOOKUP(C103,Données!$A$4:$J$41,3,FALSE)),0)*D103+ROUND(VLOOKUP(C103,Données!$A$4:$J$41,4,FALSE)*POWER(AVERAGE($R$44:$R$45)-J103,VLOOKUP(C103,Données!$A$4:$J$41,5,FALSE)),0)*2,\"\"),\"\")","v":""},"","","","","","",0,"",null,0,0,"","",0,{"$error":"#VALUE!"},{"$error":"#VALUE!"},{"$error":"#VALUE!"},{"$error":"#VALUE!"},{"$error":"#VALUE!"},{"$error":"#VALUE!"},{"$error":"#VALUE!"},{"$error":"#VALUE!"},{"$error":"#VALUE!"},{"$error":"#VALUE!"},{"$error":"#VALUE!"},{"$error":"#VALUE!"},{"$error":"#VALUE!"},{"$error":"#VALUE!"},{"$error":"#VALUE!"},{"$error":"#VALUE!"},{"$error":"#VALUE!"},{"$error":"#VALUE!"},{"$error":"#VALUE!"},{"$error":"#VALUE!"},{"$error":"#VALUE!"},{"$error":"#VALUE!"},{"$error":"#VALUE!"},{"$error":"#VALUE!"},{"$error":"#VALUE!"},{"$error":"#VALUE!"},{"$error":"#VALUE!"},49,null,0,0,0,0]
[null,null,null,null,""," ","","","",null,{"$f":"+IF(D104<>0,IF(J104<>0,ROUND(VLOOKUP(C104,Données!$A$4:$J$41,2,FALSE)*POWER(AVERAGE($R$44:$R$45)-J104,VLOOKUP(C104,Données!$A$4:$J$41,3,FALSE)),0)*D104+ROUND(VLOOKUP(C104,Données!$A$4:$J$41,4,FALSE)*POWER(AVERAGE($R$44:$R$45)-J104,VLOOKUP(C104,Données!$A$4:$J$41,5,FALSE)),0)*2,\"\"),\"\")","v":""},"","","","","","",0,"",null,0,0,"","",0,{"$error":"#VALUE!"},{"$error":"#VALUE!"},{"$error":"#VALUE!"},{"$error":"#VALUE!"},{"$error":"#VALUE!"},{"$error":"#VALUE!"},{"$error":"#VALUE!"},{"$error":"#VALUE!"},{"$error":"#VALUE!"},{"$error":"#VALUE!"},{"$error":"#VALUE!"},{"$error":"#VALUE!"},{"$error":"#VALUE!"},{"$error":"#VALUE!"},{"$error":"#VALUE!"},{"$error":"#VALUE!"},{"$error":"#VALUE!"},{"$error":"#VALUE!"},{"$error":"#VALUE!"},{"$error":"#VALUE!"},{"$error":"#VALUE!"},{"$error":"#VALUE!"},{"$error":"#VALUE!"},{"$error":"#VALUE!"},{"$error":"#VALUE!"},{"$error":"#VALUE!"},{"$error":"#VALUE!"},50,null,0,0,0,0]
[null,null,null,null,""," ","","","",null,{"$f":"+IF(D105<>0,IF(J105<>0,ROUND(VLOOKUP(C105,Données!$A$4:$J$41,2,FALSE)*POWER(AVERAGE($R$44:$R$45)-J105,VLOOKUP(C105,Données!$A$4:$J$41,3,FALSE)),0)*D105+ROUND(VLOOKUP(C105,Données!$A$4:$J$41,4,FALSE)*POWER(AVERAGE($R$44:$R$45)-J105,VLOOKUP(C105,Données!$A$4:$J$41,5,FALSE)),0)*2,\"\"),\"\")","v":""},"","","","","","",0,"",null,0,0,"","",0,{"$error":"#VALUE!"},{"$error":"#VALUE!"},{"$error":"#VALUE!"},{"$error":"#VALUE!"},{"$error":"#VALUE!"},{"$error":"#VALUE!"},{"$error":"#VALUE!"},{"$error":"#VALUE!"},{"$error":"#VALUE!"},{"$error":"#VALUE!"},{"$error":"#VALUE!"},{"$error":"#VALUE!"},{"$error":"#VALUE!"},{"$error":"#VALUE!"},{"$error":"#VALUE!"},{"$error":"#VALUE!"},{"$error":"#VALUE!"},{"$error":"#VALUE!"},{"$error":"#VALUE!"},{"$error":"#VALUE!"},{"$error":"#VALUE!"},{"$error":"#VALUE!"},{"$error":"#VALUE!"},{"$error":"#VALUE!"},{"$error":"#VALUE!"},{"$error":"#VALUE!"},{"$error":"#VALUE!"},51,null,0,0,0,0]
[null,null,null,null,""," ","","","",null,{"$f":"+IF(D106<>0,IF(J106<>0,ROUND(VLOOKUP(C106,Données!$A$4:$J$41,2,FALSE)*POWER(AVERAGE($R$44:$R$45)-J106,VLOOKUP(C106,Données!$A$4:$J$41,3,FALSE)),0)*D106+ROUND(VLOOKUP(C106,Données!$A$4:$J$41,4,FALSE)*POWER(AVERAGE($R$44:$R$45)-J106,VLOOKUP(C106,Données!$A$4:$J$41,5,FALSE)),0)*2,\"\"),\"\")","v":""},"","","","","","",0,"",null,0,0,"","",0,{"$error":"#VALUE!"},{"$error":"#VALUE!"},{"$error":"#VALUE!"},{"$error":"#VALUE!"},{"$error":"#VALUE!"},{"$error":"#VALUE!"},{"$error":"#VALUE!"},{"$error":"#VALUE!"},{"$error":"#VALUE!"},{"$error":"#VALUE!"},{"$error":"#VALUE!"},{"$error":"#VALUE!"},{"$error":"#VALUE!"},{"$error":"#VALUE!"},{"$error":"#VALUE!"},{"$error":"#VALUE!"},{"$error":"#VALUE!"},{"$error":"#VALUE!"},{"$error":"#VALUE!"},{"$error":"#VALUE!"},{"$error":"#VALUE!"},{"$error":"#VALUE!"},{"$error":"#VALUE!"},{"$error":"#VALUE!"},{"$error":"#VALUE!"},{"$error":"#VALUE!"},{"$error":"#VALUE!"},52,null,0,0,0,0]
[null,null,null,null,""," ","","","",null,{"$f":"+IF(D107<>0,IF(J107<>0,ROUND(VLOOKUP(C107,Données!$A$4:$J$41,2,FALSE)*POWER(AVERAGE($R$44:$R$45)-J107,VLOOKUP(C107,Données!$A$4:$J$41,3,FALSE)),0)*D107+ROUND(VLOOKUP(C107,Données!$A$4:$J$41,4,FALSE)*POWER(AVERAGE($R$44:$R$45)-J107,VLOOKUP(C107,Données!$A$4:$J$41,5,FALSE)),0)*2,\"\"),\"\")","v":""},"","","","","","",0,"",null,0,0,"","",0,{"$error":"#VALUE!"},{"$error":"#VALUE!"},{"$error":"#VALUE!"},{"$error":"#VALUE!"},{"$error":"#VALUE!"},{"$error":"#VALUE!"},{"$error":"#VALUE!"},{"$error":"#VALUE!"},{"$error":"#VALUE!"},{"$error":"#VALUE!"},{"$error":"#VALUE!"},{"$error":"#VALUE!"},{"$error":"#VALUE!"},{"$error":"#VALUE!"},{"$error":"#VALUE!"},{"$error":"#VALUE!"},{"$error":"#VALUE!"},{"$error":"#VALUE!"},{"$error":"#VALUE!"},{"$error":"#VALUE!"},{"$error":"#VALUE!"},{"$error":"#VALUE!"},{"$error":"#VALUE!"},{"$error":"#VALUE!"},{"$error":"#VALUE!"},{"$error":"#VALUE!"},{"$error":"#VALUE!"},53,null,0,0,0,0]
[null,null,null,null,""," ","","","",null,{"$f":"+IF(D108<>0,IF(J108<>0,ROUND(VLOOKUP(C108,Données!$A$4:$J$41,2,FALSE)*POWER(AVERAGE($R$44:$R$45)-J108,VLOOKUP(C108,Données!$A$4:$J$41,3,FALSE)),0)*D108+ROUND(VLOOKUP(C108,Données!$A$4:$J$41,4,FALSE)*POWER(AVERAGE($R$44:$R$45)-J108,VLOOKUP(C108,Données!$A$4:$J$41,5,FALSE)),0)*2,\"\"),\"\")","v":""},"","","","","","",0,"",null,0,0,"","",0,{"$error":"#VALUE!"},{"$error":"#VALUE!"},{"$error":"#VALUE!"},{"$error":"#VALUE!"},{"$error":"#VALUE!"},{"$error":"#VALUE!"},{"$error":"#VALUE!"},{"$error":"#VALUE!"},{"$error":"#VALUE!"},{"$error":"#VALUE!"},{"$error":"#VALUE!"},{"$error":"#VALUE!"},{"$error":"#VALUE!"},{"$error":"#VALUE!"},{"$error":"#VALUE!"},{"$error":"#VALUE!"},{"$error":"#VALUE!"},{"$error":"#VALUE!"},{"$error":"#VALUE!"},{"$error":"#VALUE!"},{"$error":"#VALUE!"},{"$error":"#VALUE!"},{"$error":"#VALUE!"},{"$error":"#VALUE!"},{"$error":"#VALUE!"},{"$error":"#VALUE!"},{"$error":"#VALUE!"},54,null,0,0,0,0]
[null,null,null,null,""," ","","","",null,{"$f":"+IF(D109<>0,IF(J109<>0,ROUND(VLOOKUP(C109,Données!$A$4:$J$41,2,FALSE)*POWER(AVERAGE($R$44:$R$45)-J109,VLOOKUP(C109,Données!$A$4:$J$41,3,FALSE)),0)*D109+ROUND(VLOOKUP(C109,Données!$A$4:$J$41,4,FALSE)*POWER(AVERAGE($R$44:$R$45)-J109,VLOOKUP(C109,Données!$A$4:$J$41,5,FALSE)),0)*2,\"\"),\"\")","v":""},"","","","","","",0,"",null,0,0,"","",0,{"$error":"#VALUE!"},{"$error":"#VALUE!"},{"$error":"#VALUE!"},{"$error":"#VALUE!"},{"$error":"#VALUE!"},{"$error":"#VALUE!"},{"$error":"#VALUE!"},{"$error":"#VALUE!"},{"$error":"#VALUE!"},{"$error":"#VALUE!"},{"$error":"#VALUE!"},{"$error":"#VALUE!"},{"$error":"#VALUE!"},{"$error":"#VALUE!"},{"$error":"#VALUE!"},{"$error":"#VALUE!"},{"$error":"#VALUE!"},{"$error":"#VALUE!"},{"$error":"#VALUE!"},{"$error":"#VALUE!"},{"$error":"#VALUE!"},{"$error":"#VALUE!"},{"$error":"#VALUE!"},{"$error":"#VALUE!"},{"$error":"#VALUE!"},{"$error":"#VALUE!"},{"$error":"#VALUE!"},55,null,0,0,0,0]
[null,null,null,null,""," ","","","",null,{"$f":"+IF(D110<>0,IF(J110<>0,ROUND(VLOOKUP(C110,Données!$A$4:$J$41,2,FALSE)*POWER(AVERAGE($R$44:$R$45)-J110,VLOOKUP(C110,Données!$A$4:$J$41,3,FALSE)),0)*D110+ROUND(VLOOKUP(C110,Données!$A$4:$J$41,4,FALSE)*POWER(AVERAGE($R$44:$R$45)-J110,VLOOKUP(C110,Données!$A$4:$J$41,5,FALSE)),0)*2,\"\"),\"\")","v":""},"","","","","","",0,"",null,0,0,"","",0,{"$error":"#VALUE!"},{"$error":"#VALUE!"},{"$error":"#VALUE!"},{"$error":"#VALUE!"},{"$error":"#VALUE!"},{"$error":"#VALUE!"},{"$error":"#VALUE!"},{"$error":"#VALUE!"},{"$error":"#VALUE!"},{"$error":"#VALUE!"},{"$error":"#VALUE!"},{"$error":"#VALUE!"},{"$error":"#VALUE!"},{"$error":"#VALUE!"},{"$error":"#VALUE!"},{"$error":"#VALUE!"},{"$error":"#VALUE!"},{"$error":"#VALUE!"},{"$error":"#VALUE!"},{"$error":"#VALUE!"},{"$error":"#VALUE!"},{"$error":"#VALUE!"},{"$error":"#VALUE!"},{"$error":"#VALUE!"},{"$error":"#VALUE!"},{"$error":"#VALUE!"},{"$error":"#VALUE!"},56,null,0,0,0,0]
[null,null,null,null,""," ","","","",null,{"$f":"+IF(D111<>0,IF(J111<>0,ROUND(VLOOKUP(C111,Données!$A$4:$J$41,2,FALSE)*POWER(AVERAGE($R$44:$R$45)-J111,VLOOKUP(C111,Données!$A$4:$J$41,3,FALSE)),0)*D111+ROUND(VLOOKUP(C111,Données!$A$4:$J$41,4,FALSE)*POWER(AVERAGE($R$44:$R$45)-J111,VLOOKUP(C111,Données!$A$4:$J$41,5,FALSE)),0)*2,\"\"),\"\")","v":""},"","","","","","",0,"",null,0,0,"","",0,{"$error":"#VALUE!"},{"$error":"#VALUE!"},{"$error":"#VALUE!"},{"$error":"#VALUE!"},{"$error":"#VALUE!"},{"$error":"#VALUE!"},{"$error":"#VALUE!"},{"$error":"#VALUE!"},{"$error":"#VALUE!"},{"$error":"#VALUE!"},{"$error":"#VALUE!"},{"$error":"#VALUE!"},{"$error":"#VALUE!"},{"$error":"#VALUE!"},{"$error":"#VALUE!"},{"$error":"#VALUE!"},{"$error":"#VALUE!"},{"$error":"#VALUE!"},{"$error":"#VALUE!"},{"$error":"#VALUE!"},{"$error":"#VALUE!"},{"$error":"#VALUE!"},{"$error":"#VALUE!"},{"$error":"#VALUE!"},{"$error":"#VALUE!"},{"$error":"#VALUE!"},{"$error":"#VALUE!"},57,null,0,0,0,0]
[null,null,null,null,""," ","","","",null,{"$f":"+IF(D112<>0,IF(J112<>0,ROUND(VLOOKUP(C112,Données!$A$4:$J$41,2,FALSE)*POWER(AVERAGE($R$44:$R$45)-J112,VLOOKUP(C112,Données!$A$4:$J$41,3,FALSE)),0)*D112+ROUND(VLOOKUP(C112,Données!$A$4:$J$41,4,FALSE)*POWER(AVERAGE($R$44:$R$45)-J112,VLOOKUP(C112,Données!$A$4:$J$41,5,FALSE)),0)*2,\"\"),\"\")","v":""},"","","","","","",0,"",null,0,0,"","",0,{"$error":"#VALUE!"},{"$error":"#VALUE!"},{"$error":"#VALUE!"},{"$error":"#VALUE!"},{"$error":"#VALUE!"},{"$error":"#VALUE!"},{"$error":"#VALUE!"},{"$error":"#VALUE!"},{"$error":"#VALUE!"},{"$error":"#VALUE!"},{"$error":"#VALUE!"},{"$error":"#VALUE!"},{"$error":"#VALUE!"},{"$error":"#VALUE!"},{"$error":"#VALUE!"},{"$error":"#VALUE!"},{"$error":"#VALUE!"},{"$error":"#VALUE!"},{"$error":"#VALUE!"},{"$error":"#VALUE!"},{"$error":"#VALUE!"},{"$error":"#VALUE!"},{"$error":"#VALUE!"},{"$error":"#VALUE!"},{"$error":"#VALUE!"},{"$error":"#VALUE!"},{"$error":"#VALUE!"},58,null,0,0,0,0]
[null,null,null,null,""," ","","","",null,{"$f":"+IF(D113<>0,IF(J113<>0,ROUND(VLOOKUP(C113,Données!$A$4:$J$41,2,FALSE)*POWER(AVERAGE($R$44:$R$45)-J113,VLOOKUP(C113,Données!$A$4:$J$41,3,FALSE)),0)*D113+ROUND(VLOOKUP(C113,Données!$A$4:$J$41,4,FALSE)*POWER(AVERAGE($R$44:$R$45)-J113,VLOOKUP(C113,Données!$A$4:$J$41,5,FALSE)),0)*2,\"\"),\"\")","v":""},"","","","","","",0,"",null,0,0,"","",0,{"$error":"#VALUE!"},{"$error":"#VALUE!"},{"$error":"#VALUE!"},{"$error":"#VALUE!"},{"$error":"#VALUE!"},{"$error":"#VALUE!"},{"$error":"#VALUE!"},{"$error":"#VALUE!"},{"$error":"#VALUE!"},{"$error":"#VALUE!"},{"$error":"#VALUE!"},{"$error":"#VALUE!"},{"$error":"#VALUE!"},{"$error":"#VALUE!"},{"$error":"#VALUE!"},{"$error":"#VALUE!"},{"$error":"#VALUE!"},{"$error":"#VALUE!"},{"$error":"#VALUE!"},{"$error":"#VALUE!"},{"$error":"#VALUE!"},{"$error":"#VALUE!"},{"$error":"#VALUE!"},{"$error":"#VALUE!"},{"$error":"#VALUE!"},{"$error":"#VALUE!"},{"$error":"#VALUE!"},59,null,0,0,0,0]
[null,null,null,null,""," ","","","",null,{"$f":"+IF(D114<>0,IF(J114<>0,ROUND(VLOOKUP(C114,Données!$A$4:$J$41,2,FALSE)*POWER(AVERAGE($R$44:$R$45)-J114,VLOOKUP(C114,Données!$A$4:$J$41,3,FALSE)),0)*D114+ROUND(VLOOKUP(C114,Données!$A$4:$J$41,4,FALSE)*POWER(AVERAGE($R$44:$R$45)-J114,VLOOKUP(C114,Données!$A$4:$J$41,5,FALSE)),0)*2,\"\"),\"\")","v":""},"","","","","","",0,"",null,0,0,"","",0,{"$error":"#VALUE!"},{"$error":"#VALUE!"},{"$error":"#VALUE!"},{"$error":"#VALUE!"},{"$error":"#VALUE!"},{"$error":"#VALUE!"},{"$error":"#VALUE!"},{"$error":"#VALUE!"},{"$error":"#VALUE!"},{"$error":"#VALUE!"},{"$error":"#VALUE!"},{"$error":"#VALUE!"},{"$error":"#VALUE!"},{"$error":"#VALUE!"},{"$error":"#VALUE!"},{"$error":"#VALUE!"},{"$error":"#VALUE!"},{"$error":"#VALUE!"},{"$error":"#VALUE!"},{"$error":"#VALUE!"},{"$error":"#VALUE!"},{"$error":"#VALUE!"},{"$error":"#VALUE!"},{"$error":"#VALUE!"},{"$error":"#VALUE!"},{"$error":"#VALUE!"},{"$error":"#VALUE!"},60,null,0,0,0,0]
[null,null,null,null,""," ","","","",null,{"$f":"+IF(D115<>0,IF(J115<>0,ROUND(VLOOKUP(C115,Données!$A$4:$J$41,2,FALSE)*POWER(AVERAGE($R$44:$R$45)-J115,VLOOKUP(C115,Données!$A$4:$J$41,3,FALSE)),0)*D115+ROUND(VLOOKUP(C115,Données!$A$4:$J$41,4,FALSE)*POWER(AVERAGE($R$44:$R$45)-J115,VLOOKUP(C115,Données!$A$4:$J$41,5,FALSE)),0)*2,\"\"),\"\")","v":""},"","","","","","",0,"",null,0,0,"","",0,{"$error":"#VALUE!"},{"$error":"#VALUE!"},{"$error":"#VALUE!"},{"$error":"#VALUE!"},{"$error":"#VALUE!"},{"$error":"#VALUE!"},{"$error":"#VALUE!"},{"$error":"#VALUE!"},{"$error":"#VALUE!"},{"$error":"#VALUE!"},{"$error":"#VALUE!"},{"$error":"#VALUE!"},{"$error":"#VALUE!"},{"$error":"#VALUE!"},{"$error":"#VALUE!"},{"$error":"#VALUE!"},{"$error":"#VALUE!"},{"$error":"#VALUE!"},{"$error":"#VALUE!"},{"$error":"#VALUE!"},{"$error":"#VALUE!"},{"$error":"#VALUE!"},{"$error":"#VALUE!"},{"$error":"#VALUE!"},{"$error":"#VALUE!"},{"$error":"#VALUE!"},{"$error":"#VALUE!"},61,null,0,0,0,0]
[null,null,null,null,""," ","","","",null,{"$f":"+IF(D116<>0,IF(J116<>0,ROUND(VLOOKUP(C116,Données!$A$4:$J$41,2,FALSE)*POWER(AVERAGE($R$44:$R$45)-J116,VLOOKUP(C116,Données!$A$4:$J$41,3,FALSE)),0)*D116+ROUND(VLOOKUP(C116,Données!$A$4:$J$41,4,FALSE)*POWER(AVERAGE($R$44:$R$45)-J116,VLOOKUP(C116,Données!$A$4:$J$41,5,FALSE)),0)*2,\"\"),\"\")","v":""},"","","","","","",0,"",null,0,0,"","",0,{"$error":"#VALUE!"},{"$error":"#VALUE!"},{"$error":"#VALUE!"},{"$error":"#VALUE!"},{"$error":"#VALUE!"},{"$error":"#VALUE!"},{"$error":"#VALUE!"},{"$error":"#VALUE!"},{"$error":"#VALUE!"},{"$error":"#VALUE!"},{"$error":"#VALUE!"},{"$error":"#VALUE!"},{"$error":"#VALUE!"},{"$error":"#VALUE!"},{"$error":"#VALUE!"},{"$error":"#VALUE!"},{"$error":"#VALUE!"},{"$error":"#VALUE!"},{"$error":"#VALUE!"},{"$error":"#VALUE!"},{"$error":"#VALUE!"},{"$error":"#VALUE!"},{"$error":"#VALUE!"},{"$error":"#VALUE!"},{"$error":"#VALUE!"},{"$error":"#VALUE!"},{"$error":"#VALUE!"},62,null,0,0,0,0]
[null,null,null,null,""," ","","","",null,{"$f":"+IF(D117<>0,IF(J117<>0,ROUND(VLOOKUP(C117,Données!$A$4:$J$41,2,FALSE)*POWER(AVERAGE($R$44:$R$45)-J117,VLOOKUP(C117,Données!$A$4:$J$41,3,FALSE)),0)*D117+ROUND(VLOOKUP(C117,Données!$A$4:$J$41,4,FALSE)*POWER(AVERAGE($R$44:$R$45)-J117,VLOOKUP(C117,Données!$A$4:$J$41,5,FALSE)),0)*2,\"\"),\"\")","v":""},"","","","","","",0,"",null,0,0,"","",0,{"$error":"#VALUE!"},{"$error":"#VALUE!"},{"$error":"#VALUE!"},{"$error":"#VALUE!"},{"$error":"#VALUE!"},{"$error":"#VALUE!"},{"$error":"#VALUE!"},{"$error":"#VALUE!"},{"$error":"#VALUE!"},{"$error":"#VALUE!"},{"$error":"#VALUE!"},{"$error":"#VALUE!"},{"$error":"#VALUE!"},{"$error":"#VALUE!"},{"$error":"#VALUE!"},{"$error":"#VALUE!"},{"$error":"#VALUE!"},{"$error":"#VALUE!"},{"$error":"#VALUE!"},{"$error":"#VALUE!"},{"$error":"#VALUE!"},{"$error":"#VALUE!"},{"$error":"#VALUE!"},{"$error":"#VALUE!"},{"$error":"#VALUE!"},{"$error":"#VALUE!"},{"$error":"#VALUE!"},63,null,0,0,0,0]
[null,null,null,null,""," ","","","",null,{"$f":"+IF(D118<>0,IF(J118<>0,ROUND(VLOOKUP(C118,Données!$A$4:$J$41,2,FALSE)*POWER(AVERAGE($R$44:$R$45)-J118,VLOOKUP(C118,Données!$A$4:$J$41,3,FALSE)),0)*D118+ROUND(VLOOKUP(C118,Données!$A$4:$J$41,4,FALSE)*POWER(AVERAGE($R$44:$R$45)-J118,VLOOKUP(C118,Données!$A$4:$J$41,5,FALSE)),0)*2,\"\"),\"\")","v":""},"","","","","","",0,"",null,0,0,"","",0,{"$error":"#VALUE!"},{"$error":"#VALUE!"},{"$error":"#VALUE!"},{"$error":"#VALUE!"},{"$error":"#VALUE!"},{"$error":"#VALUE!"},{"$error":"#VALUE!"},{"$error":"#VALUE!"},{"$error":"#VALUE!"},{"$error":"#VALUE!"},{"$error":"#VALUE!"},{"$error":"#VALUE!"},{"$error":"#VALUE!"},{"$error":"#VALUE!"},{"$error":"#VALUE!"},{"$error":"#VALUE!"},{"$error":"#VALUE!"},{"$error":"#VALUE!"},{"$error":"#VALUE!"},{"$error":"#VALUE!"},{"$error":"#VALUE!"},{"$error":"#VALUE!"},{"$error":"#VALUE!"},{"$error":"#VALUE!"},{"$error":"#VALUE!"},{"$error":"#VALUE!"},{"$error":"#VALUE!"},64,null,0,0,0,0]
[null,null,null,null,""," ","","","",null,{"$f":"+IF(D119<>0,IF(J119<>0,ROUND(VLOOKUP(C119,Données!$A$4:$J$41,2,FALSE)*POWER(AVERAGE($R$44:$R$45)-J119,VLOOKUP(C119,Données!$A$4:$J$41,3,FALSE)),0)*D119+ROUND(VLOOKUP(C119,Données!$A$4:$J$41,4,FALSE)*POWER(AVERAGE($R$44:$R$45)-J119,VLOOKUP(C119,Données!$A$4:$J$41,5,FALSE)),0)*2,\"\"),\"\")","v":""},"","","","","","",0,{"$f":"IF(OR(L119=\"\",F119=\"D+D\"),\"\",IF(M119<N119,L119*0.95,L119))","v":""},null,0,0,"","",0,{"$error":"#VALUE!"},{"$error":"#VALUE!"},{"$error":"#VALUE!"},{"$error":"#VALUE!"},{"$error":"#VALUE!"},{"$error":"#VALUE!"},{"$error":"#VALUE!"},{"$error":"#VALUE!"},{"$error":"#VALUE!"},{"$error":"#VALUE!"},{"$error":"#VALUE!"},{"$error":"#VALUE!"},{"$error":"#VALUE!"},{"$error":"#VALUE!"},{"$error":"#VALUE!"},{"$error":"#VALUE!"},{"$error":"#VALUE!"},{"$error":"#VALUE!"},{"$error":"#VALUE!"},{"$error":"#VALUE!"},{"$error":"#VALUE!"},{"$error":"#VALUE!"},{"$error":"#VALUE!"},{"$error":"#VALUE!"},{"$error":"#VALUE!"},{"$error":"#VALUE!"},{"$error":"#VALUE!"},65,null,0,0,0,0]
[null,null,null,null,{"$f":"IF(D120=0,\"\",VLOOKUP(C120&\"-\"&IF(D120<4,4,IF(D120>18,18,EVEN(D120))),$O$168:$P$239,2,FALSE))","v":""}," ","","","",null,{"$f":"+IF(D120<>0,IF(J120<>0,ROUND(VLOOKUP(C120,Données!$A$4:$J$41,2,FALSE)*POWER(AVERAGE($R$44:$R$45)-J120,VLOOKUP(C120,Données!$A$4:$J$41,3,FALSE)),0)*D120+ROUND(VLOOKUP(C120,Données!$A$4:$J$41,4,FALSE)*POWER(AVERAGE($R$44:$R$45)-J120,VLOOKUP(C120,Données!$A$4:$J$41,5,FALSE)),0)*2,\"\"),\"\")","v":""},"","","","","","",0,"",null,0,{"$f":"IF(F119=\"D+D\",D120*B120+V119,B120*D120)","v":0},"","",{"$f":"+$V$3*(D120*B120)/1000","v":0},{"$f":"(0.001*M120^1.8155)*Y120","v":{"$error":"#VALUE!"}},{"$f":"(0.00007*M120^1.9823)*Y120","v":{"$error":"#VALUE!"}},{"$f":"(0.00009*M120^1.857)*Y120","v":{"$error":"#VALUE!"}},{"$f":"(0.00005*M120^1.8638)*Y120","v":{"$error":"#VALUE!"}},{"$f":"(0.00008*M120^1.7517)*Y120","v":{"$error":"#VALUE!"}},{"$f":"(0.0003*M120^1.9011)*Y120","v":{"$error":"#VALUE!"}},{"$f":"(0.0001*M120^1.8431)*Y120","v":{"$error":"#VALUE!"}},{"$f":"(0.00005*M120^1.8638)*Y120","v":{"$error":"#VALUE!"}},{"$f":"(0.00008*M120^1.7357)*Y120","v":{"$error":"#VALUE!"}},{"$f":"+(0.0057*M120^1.8927)*Y120","v":{"$error":"#VALUE!"}},{"$f":"+(0.0017*M120^1.8272)*Y120","v":{"$error":"#VALUE!"}},{"$f":"+(0.0009*M120^1.817)*Y120","v":{"$error":"#VALUE!"}},{"$f":"+(0.0004*M120^1.8646)*Y120","v":{"$error":"#VALUE!"}},{"$f":"+(0.0002*M120^1.881)*Y120","v":{"$error":"#VALUE!"}},{"$f":"+(0.0033*M120^1.8334)*Y120","v":{"$error":"#VALUE!"}},{"$f":"+(0.0011*M120^1.8159)*Y120","v":{"$error":"#VALUE!"}},{"$f":"+(0.0004*M120^1.8646)*Y120","v":{"$error":"#VALUE!"}},{"$f":"+(0.0003*M120^1.8288)*Y120","v":{"$error":"#VALUE!"}},{"$error":"#VALUE!"},{"$error":"#VALUE!"},{"$error":"#VALUE!"},{"$error":"#VALUE!"},{"$error":"#VALUE!"},{"$error":"#VALUE!"},{"$error":"#VALUE!"},{"$error":"#VALUE!"},{"$error":"#VALUE!"},66,null,{"$f":"+IF(F119=\"D+D\",BC119+BD120,BD120)","v":0},{"$f":"IF(D120<>0,B120*K120,0)","v":0},{"$f":"+IF(F119=\"D+D\",BE119+BF120,BF120)","v":0},{"$f":"IF(D120<>0,U120,0)","v":0}]
[null,null,null,null,"",{"$f":"IF(C121<>0,\"D\",\" \")","v":" "},"","","",null,{"$f":"+IF(D121<>0,IF(J121<>0,ROUND(VLOOKUP(C121,Données!$A$4:$J$41,2,FALSE)*POWER(AVERAGE($R$44:$R$45)-J121,VLOOKUP(C121,Données!$A$4:$J$41,3,FALSE)),0)*D121+ROUND(VLOOKUP(C121,Données!$A$4:$J$41,4,FALSE)*POWER(AVERAGE($R$44:$R$45)-J121,VLOOKUP(C121,Données!$A$4:$J$41,5,FALSE)),0)*2,\"\"),\"\")","v":""},"","","",{"$f":"IF(P121=\"\",\"\",IF(P121=\"3/4''\",ROUND(M121/55,1),IF(P121=\"1''\",ROUND(M121/105,1),IF(P121=\"1'' 1/4\",ROUND(0.0006*M121^1.2613,1),\"\"))))","v":""},{"$f":"IF(C121=\"\",\"\",IF($R$48=\"OUI\",IF(M121<550,\"3/4''\",IF(M121<1050,\"1''\",IF(M121<2151,\"1'' 1/4\",\"débit ++\"))),IF(M121<320,\"1/2''\",IF(M121<650,\"3/4''\",IF(M121<1200,\"1''\",IF(M121<2151,\"1'' 1/4\",\"débit trop élevé\"))))))","v":""},{"$f":"IF(C121=\"\",\"\",IF($R$48=\"OUI\",IF(M121<551,15,IF(M121<1101,18,25))))","v":""},{"$f":"IF(B121=\"\",0,IF(F120=\"D+D\",BE121,IF(L121=\"\",0,U121)))","v":0},"",null,0,0,"","",0,{"$error":"#VALUE!"},{"$error":"#VALUE!"},{"$error":"#VALUE!"},{"$error":"#VALUE!"},{"$error":"#VALUE!"},{"$error":"#VALUE!"},{"$error":"#VALUE!"},{"$error":"#VALUE!"},{"$error":"#VALUE!"},{"$error":"#VALUE!"},{"$error":"#VALUE!"},{"$error":"#VALUE!"},{"$error":"#VALUE!"},{"$error":"#VALUE!"},{"$error":"#VALUE!"},{"$error":"#VALUE!"},{"$error":"#VALUE!"},{"$error":"#VALUE!"},{"$error":"#VALUE!"},{"$error":"#VALUE!"},{"$error":"#VALUE!"},{"$error":"#VALUE!"},{"$error":"#VALUE!"},{"$error":"#VALUE!"},{"$error":"#VALUE!"},{"$error":"#VALUE!"},{"$error":"#VALUE!"},67,null,0,0,0,0]
[null,null,null,null,""," ",{"$f":"IF(C122=0,\"\",IF(C122<>0,IF(I122<>\"OUI\",W122,IF(I122=\"OUI\",W122+X122,\"\"))))","v":""},{"$f":"IF(C122=0,\"\",IF(C122<>0,VLOOKUP(C122,$Y$5:$AE$27,7,FALSE),\"\"))","v":""},{"$f":"+IF(NOT(ISBLANK($C122)),\"NON\",\"\")","v":""},null,{"$f":"+IF(D122<>0,IF(J122<>0,ROUND(VLOOKUP(C122,Données!$A$4:$J$41,2,FALSE)*POWER(AVERAGE($R$44:$R$45)-J122,VLOOKUP(C122,Données!$A$4:$J$41,3,FALSE)),0)*D122+ROUND(VLOOKUP(C122,Données!$A$4:$J$41,4,FALSE)*POWER(AVERAGE($R$44:$R$45)-J122,VLOOKUP(C122,Données!$A$4:$J$41,5,FALSE)),0)*2,\"\"),\"\")","v":""},{"$f":"+IF(C122=\"\",\"\",IF(F121=\"D+D\",BC122,K122*B122))","v":""},{"$f":"IF(C122=\"\",\"\",IF(L122=\" \",\" \",L122/1.16/($R$44-$R$45)))","v":""},{"$f":"+IF(C122=\"\",\"\",IF(F122=\"D\",VLOOKUP(C122,$Y$5:$AA$27,3,FALSE),IF(F122=\"B\",VLOOKUP(C122,$Y$30:$AA$49,3,FALSE),IF(F122=\"D+D\",VLOOKUP(C122,$Y$5:$AA$27,3,FALSE),\"\"))))","v":""},"","","",0,"",null,{"$f":"IF(OR(C122=\"\",H122=\"-\"),0,ROUNDUP(HLOOKUP(C122&F122,$Z$55:$AZ$164,BA122,FALSE),2))","v":0},0,"","",0,{"$error":"#VALUE!"},{"$error":"#VALUE!"},{"$error":"#VALUE!"},{"$error":"#VALUE!"},{"$error":"#VALUE!"},{"$error":"#VALUE!"},{"$error":"#VALUE!"},{"$error":"#VALUE!"},{"$error":"#VALUE!"},{"$error":"#VALUE!"},{"$error":"#VALUE!"},{"$error":"#VALUE!"},{"$error":"#VALUE!"},{"$error":"#VALUE!"},{"$error":"#VALUE!"},{"$error":"#VALUE!"},{"$error":"#VALUE!"},{"$error":"#VALUE!"},{"$f":"+AI122","v":{"$error":"#VALUE!"}},{"$f":"+AJ122","v":{"$error":"#VALUE!"}},{"$f":"+AK122","v":{"$error":"#VALUE!"}},{"$f":"+AL122","v":{"$error":"#VALUE!"}},{"$f":"+AM122","v":{"$error":"#VALUE!"}},{"$f":"+AN122","v":{"$error":"#VALUE!"}},{"$f":"+AM122","v":{"$error":"#VALUE!"}},{"$f":"+AP122","v":{"$error":"#VALUE!"}},{"$f":"+AQ122","v":{"$error":"#VALUE!"}},68,null,0,0,0,0]
[null,null,null,null,""," ","","","",null,{"$f":"+IF(D123<>0,IF(J123<>0,ROUND(VLOOKUP(C123,Données!$A$4:$J$41,2,FALSE)*POWER(AVERAGE($R$44:$R$45)-J123,VLOOKUP(C123,Données!$A$4:$J$41,3,FALSE)),0)*D123+ROUND(VLOOKUP(C123,Données!$A$4:$J$41,4,FALSE)*POWER(AVERAGE($R$44:$R$45)-J123,VLOOKUP(C123,Données!$A$4:$J$41,5,FALSE)),0)*2,\"\"),\"\")","v":""},"","","","","","",0,"",null,0,0,"","",0,{"$error":"#VALUE!"},{"$error":"#VALUE!"},{"$error":"#VALUE!"},{"$error":"#VALUE!"},{"$error":"#VALUE!"},{"$error":"#VALUE!"},{"$error":"#VALUE!"},{"$error":"#VALUE!"},{"$error":"#VALUE!"},{"$error":"#VALUE!"},{"$error":"#VALUE!"},{"$error":"#VALUE!"},{"$error":"#VALUE!"},{"$error":"#VALUE!"},{"$error":"#VALUE!"},{"$error":"#VALUE!"},{"$error":"#VALUE!"},{"$error":"#VALUE!"},{"$error":"#VALUE!"},{"$error":"#VALUE!"},{"$error":"#VALUE!"},{"$error":"#VALUE!"},{"$error":"#VALUE!"},{"$error":"#VALUE!"},{"$error":"#VALUE!"},{"$error":"#VALUE!"},{"$error":"#VALUE!"},69,null,0,0,0,0]
[null,null,null,null,""," ","","","",null,{"$f":"+IF(D124<>0,IF(J124<>0,ROUND(VLOOKUP(C124,Données!$A$4:$J$41,2,FALSE)*POWER(AVERAGE($R$44:$R$45)-J124,VLOOKUP(C124,Données!$A$4:$J$41,3,FALSE)),0)*D124+ROUND(VLOOKUP(C124,Données!$A$4:$J$41,4,FALSE)*POWER(AVERAGE($R$44:$R$45)-J124,VLOOKUP(C124,Données!$A$4:$J$41,5,FALSE)),0)*2,\"\"),\"\")","v":""},"","","","","","",0,"",null,0,0,"","",0,{"$error":"#VALUE!"},{"$error":"#VALUE!"},{"$error":"#VALUE!"},{"$error":"#VALUE!"},{"$error":"#VALUE!"},{"$error":"#VALUE!"},{"$error":"#VALUE!"},{"$error":"#VALUE!"},{"$error":"#VALUE!"},{"$error":"#VALUE!"},{"$error":"#VALUE!"},{"$error":"#VALUE!"},{"$error":"#VALUE!"},{"$error":"#VALUE!"},{"$error":"#VALUE!"},{"$error":"#VALUE!"},{"$error":"#VALUE!"},{"$error":"#VALUE!"},{"$error":"#VALUE!"},{"$error":"#VALUE!"},{"$error":"#VALUE!"},{"$error":"#VALUE!"},{"$error":"#VALUE!"},{"$error":"#VALUE!"},{"$error":"#VALUE!"},{"$error":"#VALUE!"},{"$error":"#VALUE!"},70,null,0,0,0,0]
[null,null,null,null,""," ","","","",null,{"$f":"+IF(D125<>0,IF(J125<>0,ROUND(VLOOKUP(C125,Données!$A$4:$J$41,2,FALSE)*POWER(AVERAGE($R$44:$R$45)-J125,VLOOKUP(C125,Données!$A$4:$J$41,3,FALSE)),0)*D125+ROUND(VLOOKUP(C125,Données!$A$4:$J$41,4,FALSE)*POWER(AVERAGE($R$44:$R$45)-J125,VLOOKUP(C125,Données!$A$4:$J$41,5,FALSE)),0)*2,\"\"),\"\")","v":""},"","","","","","",0,"",null,0,0,"","",0,{"$error":"#VALUE!"},{"$error":"#VALUE!"},{"$error":"#VALUE!"},{"$error":"#VALUE!"},{"$error":"#VALUE!"},{"$error":"#VALUE!"},{"$error":"#VALUE!"},{"$error":"#VALUE!"},{"$error":"#VALUE!"},{"$error":"#VALUE!"},{"$error":"#VALUE!"},{"$error":"#VALUE!"},{"$error":"#VALUE!"},{"$error":"#VALUE!"},{"$error":"#VALUE!"},{"$error":"#VALUE!"},{"$error":"#VALUE!"},{"$error":"#VALUE!"},{"$error":"#VALUE!"},{"$error":"#VALUE!"},{"$error":"#VALUE!"},{"$error":"#VALUE!"},{"$error":"#VALUE!"},{"$error":"#VALUE!"},{"$error":"#VALUE!"},{"$error":"#VALUE!"},{"$error":"#VALUE!"},71,null,0,0,0,0]
[null,null,null,null,""," ","","","",null,{"$f":"+IF(D126<>0,IF(J126<>0,ROUND(VLOOKUP(C126,Données!$A$4:$J$41,2,FALSE)*POWER(AVERAGE($R$44:$R$45)-J126,VLOOKUP(C126,Données!$A$4:$J$41,3,FALSE)),0)*D126+ROUND(VLOOKUP(C126,Données!$A$4:$J$41,4,FALSE)*POWER(AVERAGE($R$44:$R$45)-J126,VLOOKUP(C126,Données!$A$4:$J$41,5,FALSE)),0)*2,\"\"),\"\")","v":""},"","","","","","",0,"",null,0,0,"","",0,{"$error":"#VALUE!"},{"$error":"#VALUE!"},{"$error":"#VALUE!"},{"$error":"#VALUE!"},{"$error":"#VALUE!"},{"$error":"#VALUE!"},{"$error":"#VALUE!"},{"$error":"#VALUE!"},{"$error":"#VALUE!"},{"$error":"#VALUE!"},{"$error":"#VALUE!"},{"$error":"#VALUE!"},{"$error":"#VALUE!"},{"$error":"#VALUE!"},{"$error":"#VALUE!"},{"$error":"#VALUE!"},{"$error":"#VALUE!"},{"$error":"#VALUE!"},{"$error":"#VALUE!"},{"$error":"#VALUE!"},{"$error":"#VALUE!"},{"$error":"#VALUE!"},{"$error":"#VALUE!"},{"$error":"#VALUE!"},{"$error":"#VALUE!"},{"$error":"#VALUE!"},{"$error":"#VALUE!"},72,null,0,0,0,0]
[null,null,null,null,""," ","","","",null,{"$f":"+IF(D127<>0,IF(J127<>0,ROUND(VLOOKUP(C127,Données!$A$4:$J$41,2,FALSE)*POWER(AVERAGE($R$44:$R$45)-J127,VLOOKUP(C127,Données!$A$4:$J$41,3,FALSE)),0)*D127+ROUND(VLOOKUP(C127,Données!$A$4:$J$41,4,FALSE)*POWER(AVERAGE($R$44:$R$45)-J127,VLOOKUP(C127,Données!$A$4:$J$41,5,FALSE)),0)*2,\"\"),\"\")","v":""},"","","","","","",0,"",null,0,0,"","",0,{"$error":"#VALUE!"},{"$error":"#VALUE!"},{"$error":"#VALUE!"},{"$error":"#VALUE!"},{"$error":"#VALUE!"},{"$error":"#VALUE!"},{"$error":"#VALUE!"},{"$error":"#VALUE!"},{"$error":"#VALUE!"},{"$error":"#VALUE!"},{"$error":"#VALUE!"},{"$error":"#VALUE!"},{"$error":"#VALUE!"},{"$error":"#VALUE!"},{"$error":"#VALUE!"},{"$error":"#VALUE!"},{"$error":"#VALUE!"},{"$error":"#VALUE!"},{"$error":"#VALUE!"},{"$error":"#VALUE!"},{"$error":"#VALUE!"},{"$error":"#VALUE!"},{"$error":"#VALUE!"},{"$error":"#VALUE!"},{"$error":"#VALUE!"},{"$error":"#VALUE!"},{"$error":"#VALUE!"},73,null,0,0,0,0]
[null,null,null,null,""," ","","","",null,{"$f":"+IF(D128<>0,IF(J128<>0,ROUND(VLOOKUP(C128,Données!$A$4:$J$41,2,FALSE)*POWER(AVERAGE($R$44:$R$45)-J128,VLOOKUP(C128,Données!$A$4:$J$41,3,FALSE)),0)*D128+ROUND(VLOOKUP(C128,Données!$A$4:$J$41,4,FALSE)*POWER(AVERAGE($R$44:$R$45)-J128,VLOOKUP(C128,Données!$A$4:$J$41,5,FALSE)),0)*2,\"\"),\"\")","v":""},"","","","","","",0,"",null,0,0,"","",0,{"$error":"#VALUE!"},{"$error":"#VALUE!"},{"$error":"#VALUE!"},{"$error":"#VALUE!"},{"$error":"#VALUE!"},{"$error":"#VALUE!"},{"$error":"#VALUE!"},{"$error":"#VALUE!"},{"$error":"#VALUE!"},{"$error":"#VALUE!"},{"$error":"#VALUE!"},{"$error":"#VALUE!"},{"$error":"#VALUE!"},{"$error":"#VALUE!"},{"$error":"#VALUE!"},{"$error":"#VALUE!"},{"$error":"#VALUE!"},{"$error":"#VALUE!"},{"$error":"#VALUE!"},{"$error":"#VALUE!"},{"$error":"#VALUE!"},{"$error":"#VALUE!"},{"$error":"#VALUE!"},{"$error":"#VALUE!"},{"$error":"#VALUE!"},{"$error":"#VALUE!"},{"$error":"#VALUE!"},74,null,0,0,0,0]
[null,null,null,null,""," ","","","",null,{"$f":"+IF(D129<>0,IF(J129<>0,ROUND(VLOOKUP(C129,Données!$A$4:$J$41,2,FALSE)*POWER(AVERAGE($R$44:$R$45)-J129,VLOOKUP(C129,Données!$A$4:$J$41,3,FALSE)),0)*D129+ROUND(VLOOKUP(C129,Données!$A$4:$J$41,4,FALSE)*POWER(AVERAGE($R$44:$R$45)-J129,VLOOKUP(C129,Données!$A$4:$J$41,5,FALSE)),0)*2,\"\"),\"\")","v":""},"","","","","","",0,"",null,0,0,"","",0,{"$error":"#VALUE!"},{"$error":"#VALUE!"},{"$error":"#VALUE!"},{"$error":"#VALUE!"},{"$error":"#VALUE!"},{"$error":"#VALUE!"},{"$error":"#VALUE!"},{"$error":"#VALUE!"},{"$error":"#VALUE!"},{"$error":"#VALUE!"},{"$error":"#VALUE!"},{"$error":"#VALUE!"},{"$error":"#VALUE!"},{"$error":"#VALUE!"},{"$error":"#VALUE!"},{"$error":"#VALUE!"},{"$error":"#VALUE!"},{"$error":"#VALUE!"},{"$error":"#VALUE!"},{"$error":"#VALUE!"},{"$error":"#VALUE!"},{"$error":"#VALUE!"},{"$error":"#VALUE!"},{"$error":"#VALUE!"},{"$error":"#VALUE!"},{"$error":"#VALUE!"},{"$error":"#VALUE!"},75,null,0,0,0,0]
[null,null,null,null,""," ","","","",null,{"$f":"+IF(D130<>0,IF(J130<>0,ROUND(VLOOKUP(C130,Données!$A$4:$J$41,2,FALSE)*POWER(AVERAGE($R$44:$R$45)-J130,VLOOKUP(C130,Données!$A$4:$J$41,3,FALSE)),0)*D130+ROUND(VLOOKUP(C130,Données!$A$4:$J$41,4,FALSE)*POWER(AVERAGE($R$44:$R$45)-J130,VLOOKUP(C130,Données!$A$4:$J$41,5,FALSE)),0)*2,\"\"),\"\")","v":""},"","","","","","",0,"",null,0,0,"","",0,{"$error":"#VALUE!"},{"$error":"#VALUE!"},{"$error":"#VALUE!"},{"$error":"#VALUE!"},{"$error":"#VALUE!"},{"$error":"#VALUE!"},{"$error":"#VALUE!"},{"$error":"#VALUE!"},{"$error":"#VALUE!"},{"$error":"#VALUE!"},{"$error":"#VALUE!"},{"$error":"#VALUE!"},{"$error":"#VALUE!"},{"$error":"#VALUE!"},{"$error":"#VALUE!"},{"$error":"#VALUE!"},{"$error":"#VALUE!"},{"$error":"#VALUE!"},{"$error":"#VALUE!"},{"$error":"#VALUE!"},{"$error":"#VALUE!"},{"$error":"#VALUE!"},{"$error":"#VALUE!"},{"$error":"#VALUE!"},{"$error":"#VALUE!"},{"$error":"#VALUE!"},{"$error":"#VALUE!"},76,null,0,0,0,0]
[null,null,null,null,""," ","","","",null,{"$f":"+IF(D131<>0,IF(J131<>0,ROUND(VLOOKUP(C131,Données!$A$4:$J$41,2,FALSE)*POWER(AVERAGE($R$44:$R$45)-J131,VLOOKUP(C131,Données!$A$4:$J$41,3,FALSE)),0)*D131+ROUND(VLOOKUP(C131,Données!$A$4:$J$41,4,FALSE)*POWER(AVERAGE($R$44:$R$45)-J131,VLOOKUP(C131,Données!$A$4:$J$41,5,FALSE)),0)*2,\"\"),\"\")","v":""},"","","","","","",0,"",null,0,0,"","",0,{"$error":"#VALUE!"},{"$error":"#VALUE!"},{"$error":"#VALUE!"},{"$error":"#VALUE!"},{"$error":"#VALUE!"},{"$error":"#VALUE!"},{"$error":"#VALUE!"},{"$error":"#VALUE!"},{"$error":"#VALUE!"},{"$error":"#VALUE!"},{"$error":"#VALUE!"},{"$error":"#VALUE!"},{"$error":"#VALUE!"},{"$error":"#VALUE!"},{"$error":"#VALUE!"},{"$error":"#VALUE!"},{"$error":"#VALUE!"},{"$error":"#VALUE!"},{"$error":"#VALUE!"},{"$error":"#VALUE!"},{"$error":"#VALUE!"},{"$error":"#VALUE!"},{"$error":"#VALUE!"},{"$error":"#VALUE!"},{"$error":"#VALUE!"},{"$error":"#VALUE!"},{"$error":"#VALUE!"},77,null,0,0,0,0]
[null,null,null,null,""," ","","","",null,{"$f":"+IF(D132<>0,IF(J132<>0,ROUND(VLOOKUP(C132,Données!$A$4:$J$41,2,FALSE)*POWER(AVERAGE($R$44:$R$45)-J132,VLOOKUP(C132,Données!$A$4:$J$41,3,FALSE)),0)*D132+ROUND(VLOOKUP(C132,Données!$A$4:$J$41,4,FALSE)*POWER(AVERAGE($R$44:$R$45)-J132,VLOOKUP(C132,Données!$A$4:$J$41,5,FALSE)),0)*2,\"\"),\"\")","v":""},"","","","","","",0,"",null,0,0,"","",0,{"$error":"#VALUE!"},{"$error":"#VALUE!"},{"$error":"#VALUE!"},{"$error":"#VALUE!"},{"$error":"#VALUE!"},{"$error":"#VALUE!"},{"$error":"#VALUE!"},{"$error":"#VALUE!"},{"$error":"#VALUE!"},{"$error":"#VALUE!"},{"$error":"#VALUE!"},{"$error":"#VALUE!"},{"$error":"#VALUE!"},{"$error":"#VALUE!"},{"$error":"#VALUE!"},{"$error":"#VALUE!"},{"$error":"#VALUE!"},{"$error":"#VALUE!"},{"$error":"#VALUE!"},{"$error":"#VALUE!"},{"$error":"#VALUE!"},{"$error":"#VALUE!"},{"$error":"#VALUE!"},{"$error":"#VALUE!"},{"$error":"#VALUE!"},{"$error":"#VALUE!"},{"$error":"#VALUE!"},78,null,0,0,0,0]
[null,null,null,null,""," ","","","",null,{"$f":"+IF(D133<>0,IF(J133<>0,ROUND(VLOOKUP(C133,Données!$A$4:$J$41,2,FALSE)*POWER(AVERAGE($R$44:$R$45)-J133,VLOOKUP(C133,Données!$A$4:$J$41,3,FALSE)),0)*D133+ROUND(VLOOKUP(C133,Données!$A$4:$J$41,4,FALSE)*POWER(AVERAGE($R$44:$R$45)-J133,VLOOKUP(C133,Données!$A$4:$J$41,5,FALSE)),0)*2,\"\"),\"\")","v":""},"","","","","","",0,"",null,0,0,"","",0,{"$error":"#VALUE!"},{"$error":"#VALUE!"},{"$error":"#VALUE!"},{"$error":"#VALUE!"},{"$error":"#VALUE!"},{"$error":"#VALUE!"},{"$error":"#VALUE!"},{"$error":"#VALUE!"},{"$error":"#VALUE!"},{"$error":"#VALUE!"},{"$error":"#VALUE!"},{"$error":"#VALUE!"},{"$error":"#VALUE!"},{"$error":"#VALUE!"},{"$error":"#VALUE!"},{"$error":"#VALUE!"},{"$error":"#VALUE!"},{"$error":"#VALUE!"},{"$error":"#VALUE!"},{"$error":"#VALUE!"},{"$error":"#VALUE!"},{"$error":"#VALUE!"},{"$error":"#VALUE!"},{"$error":"#VALUE!"},{"$error":"#VALUE!"},{"$error":"#VALUE!"},{"$error":"#VALUE!"},79,null,0,0,0,0]
[null,null,null,null,""," ","","","",null,{"$f":"+IF(D134<>0,IF(J134<>0,ROUND(VLOOKUP(C134,Données!$A$4:$J$41,2,FALSE)*POWER(AVERAGE($R$44:$R$45)-J134,VLOOKUP(C134,Données!$A$4:$J$41,3,FALSE)),0)*D134+ROUND(VLOOKUP(C134,Données!$A$4:$J$41,4,FALSE)*POWER(AVERAGE($R$44:$R$45)-J134,VLOOKUP(C134,Données!$A$4:$J$41,5,FALSE)),0)*2,\"\"),\"\")","v":""},"","","","","","",0,"",null,0,0,"","",0,{"$error":"#VALUE!"},{"$error":"#VALUE!"},{"$error":"#VALUE!"},{"$error":"#VALUE!"},{"$error":"#VALUE!"},{"$error":"#VALUE!"},{"$error":"#VALUE!"},{"$error":"#VALUE!"},{"$error":"#VALUE!"},{"$error":"#VALUE!"},{"$error":"#VALUE!"},{"$error":"#VALUE!"},{"$error":"#VALUE!"},{"$error":"#VALUE!"},{"$error":"#VALUE!"},{"$error":"#VALUE!"},{"$error":"#VALUE!"},{"$error":"#VALUE!"},{"$error":"#VALUE!"},{"$error":"#VALUE!"},{"$error":"#VALUE!"},{"$error":"#VALUE!"},{"$error":"#VALUE!"},{"$error":"#VALUE!"},{"$error":"#VALUE!"},{"$error":"#VALUE!"},{"$error":"#VALUE!"},80,null,0,0,0,0]
[null,null,null,null,""," ","","","",null,{"$f":"+IF(D135<>0,IF(J135<>0,ROUND(VLOOKUP(C135,Données!$A$4:$J$41,2,FALSE)*POWER(AVERAGE($R$44:$R$45)-J135,VLOOKUP(C135,Données!$A$4:$J$41,3,FALSE)),0)*D135+ROUND(VLOOKUP(C135,Données!$A$4:$J$41,4,FALSE)*POWER(AVERAGE($R$44:$R$45)-J135,VLOOKUP(C135,Données!$A$4:$J$41,5,FALSE)),0)*2,\"\"),\"\")","v":""},"","","","","","",0,"",null,0,0,"","",0,{"$error":"#VALUE!"},{"$error":"#VALUE!"},{"$error":"#VALUE!"},{"$error":"#VALUE!"},{"$error":"#VALUE!"},{"$error":"#VALUE!"},{"$error":"#VALUE!"},{"$error":"#VALUE!"},{"$error":"#VALUE!"},{"$error":"#VALUE!"},{"$error":"#VALUE!"},{"$error":"#VALUE!"},{"$error":"#VALUE!"},{"$error":"#VALUE!"},{"$error":"#VALUE!"},{"$error":"#VALUE!"},{"$error":"#VALUE!"},{"$error":"#VALUE!"},{"$error":"#VALUE!"},{"$error":"#VALUE!"},{"$error":"#VALUE!"},{"$error":"#VALUE!"},{"$error":"#VALUE!"},{"$error":"#VALUE!"},{"$error":"#VALUE!"},{"$error":"#VALUE!"},{"$error":"#VALUE!"},81,null,0,0,0,0]
[null,null,null,null,""," ","","","",null,{"$f":"+IF(D136<>0,IF(J136<>0,ROUND(VLOOKUP(C136,Données!$A$4:$J$41,2,FALSE)*POWER(AVERAGE($R$44:$R$45)-J136,VLOOKUP(C136,Données!$A$4:$J$41,3,FALSE)),0)*D136+ROUND(VLOOKUP(C136,Données!$A$4:$J$41,4,FALSE)*POWER(AVERAGE($R$44:$R$45)-J136,VLOOKUP(C136,Données!$A$4:$J$41,5,FALSE)),0)*2,\"\"),\"\")","v":""},"","","","","","",0,"",null,0,0,"","",0,{"$error":"#VALUE!"},{"$error":"#VALUE!"},{"$error":"#VALUE!"},{"$error":"#VALUE!"},{"$error":"#VALUE!"},{"$error":"#VALUE!"},{"$error":"#VALUE!"},{"$error":"#VALUE!"},{"$error":"#VALUE!"},{"$error":"#VALUE!"},{"$error":"#VALUE!"},{"$error":"#VALUE!"},{"$error":"#VALUE!"},{"$error":"#VALUE!"},{"$error":"#VALUE!"},{"$error":"#VALUE!"},{"$error":"#VALUE!"},{"$error":"#VALUE!"},{"$error":"#VALUE!"},{"$error":"#VALUE!"},{"$error":"#VALUE!"},{"$error":"#VALUE!"},{"$error":"#VALUE!"},{"$error":"#VALUE!"},{"$error":"#VALUE!"},{"$error":"#VALUE!"},{"$error":"#VALUE!"},82,null,0,0,0,0]
[null,null,null,null,""," ","","","",null,{"$f":"+IF(D137<>0,IF(J137<>0,ROUND(VLOOKUP(C137,Données!$A$4:$J$41,2,FALSE)*POWER(AVERAGE($R$44:$R$45)-J137,VLOOKUP(C137,Données!$A$4:$J$41,3,FALSE)),0)*D137+ROUND(VLOOKUP(C137,Données!$A$4:$J$41,4,FALSE)*POWER(AVERAGE($R$44:$R$45)-J137,VLOOKUP(C137,Données!$A$4:$J$41,5,FALSE)),0)*2,\"\"),\"\")","v":""},"","","","","","",0,"",null,0,0,"","",0,{"$error":"#VALUE!"},{"$error":"#VALUE!"},{"$error":"#VALUE!"},{"$error":"#VALUE!"},{"$error":"#VALUE!"},{"$error":"#VALUE!"},{"$error":"#VALUE!"},{"$error":"#VALUE!"},{"$error":"#VALUE!"},{"$error":"#VALUE!"},{"$error":"#VALUE!"},{"$error":"#VALUE!"},{"$error":"#VALUE!"},{"$error":"#VALUE!"},{"$error":"#VALUE!"},{"$error":"#VALUE!"},{"$error":"#VALUE!"},{"$error":"#VALUE!"},{"$error":"#VALUE!"},{"$error":"#VALUE!"},{"$error":"#VALUE!"},{"$error":"#VALUE!"},{"$error":"#VALUE!"},{"$error":"#VALUE!"},{"$error":"#VALUE!"},{"$error":"#VALUE!"},{"$error":"#VALUE!"},83,null,0,0,0,0]
[null,null,null,null,""," ","","","",null,{"$f":"+IF(D138<>0,IF(J138<>0,ROUND(VLOOKUP(C138,Données!$A$4:$J$41,2,FALSE)*POWER(AVERAGE($R$44:$R$45)-J138,VLOOKUP(C138,Données!$A$4:$J$41,3,FALSE)),0)*D138+ROUND(VLOOKUP(C138,Données!$A$4:$J$41,4,FALSE)*POWER(AVERAGE($R$44:$R$45)-J138,VLOOKUP(C138,Données!$A$4:$J$41,5,FALSE)),0)*2,\"\"),\"\")","v":""},"","","","","","",0,"",null,0,0,"","",0,{"$error":"#VALUE!"},{"$error":"#VALUE!"},{"$error":"#VALUE!"},{"$error":"#VALUE!"},{"$error":"#VALUE!"},{"$error":"#VALUE!"},{"$error":"#VALUE!"},{"$error":"#VALUE!"},{"$error":"#VALUE!"},{"$error":"#VALUE!"},{"$error":"#VALUE!"},{"$error":"#VALUE!"},{"$error":"#VALUE!"},{"$error":"#VALUE!"},{"$error":"#VALUE!"},{"$error":"#VALUE!"},{"$error":"#VALUE!"},{"$error":"#VALUE!"},{"$error":"#VALUE!"},{"$error":"#VALUE!"},{"$error":"#VALUE!"},{"$error":"#VALUE!"},{"$error":"#VALUE!"},{"$error":"#VALUE!"},{"$error":"#VALUE!"},{"$error":"#VALUE!"},{"$error":"#VALUE!"},84,null,0,0,0,0]
[null,null,null,null,""," ","","","",null,{"$f":"+IF(D139<>0,IF(J139<>0,ROUND(VLOOKUP(C139,Données!$A$4:$J$41,2,FALSE)*POWER(AVERAGE($R$44:$R$45)-J139,VLOOKUP(C139,Données!$A$4:$J$41,3,FALSE)),0)*D139+ROUND(VLOOKUP(C139,Données!$A$4:$J$41,4,FALSE)*POWER(AVERAGE($R$44:$R$45)-J139,VLOOKUP(C139,Données!$A$4:$J$41,5,FALSE)),0)*2,\"\"),\"\")","v":""},"","","","","","",0,"",null,0,0,"","",0,{"$error":"#VALUE!"},{"$error":"#VALUE!"},{"$error":"#VALUE!"},{"$error":"#VALUE!"},{"$error":"#VALUE!"},{"$error":"#VALUE!"},{"$error":"#VALUE!"},{"$error":"#VALUE!"},{"$error":"#VALUE!"},{"$error":"#VALUE!"},{"$error":"#VALUE!"},{"$error":"#VALUE!"},{"$error":"#VALUE!"},{"$error":"#VALUE!"},{"$error":"#VALUE!"},{"$error":"#VALUE!"},{"$error":"#VALUE!"},{"$error":"#VALUE!"},{"$error":"#VALUE!"},{"$error":"#VALUE!"},{"$error":"#VALUE!"},{"$error":"#VALUE!"},{"$error":"#VALUE!"},{"$error":"#VALUE!"},{"$error":"#VALUE!"},{"$error":"#VALUE!"},{"$error":"#VALUE!"},85,null,0,0,0,0]
[null,null,null,null,""," ","","","",null,{"$f":"+IF(D140<>0,IF(J140<>0,ROUND(VLOOKUP(C140,Données!$A$4:$J$41,2,FALSE)*POWER(AVERAGE($R$44:$R$45)-J140,VLOOKUP(C140,Données!$A$4:$J$41,3,FALSE)),0)*D140+ROUND(VLOOKUP(C140,Données!$A$4:$J$41,4,FALSE)*POWER(AVERAGE($R$44:$R$45)-J140,VLOOKUP(C140,Données!$A$4:$J$41,5,FALSE)),0)*2,\"\"),\"\")","v":""},"","","","","","",0,"",null,0,0,"","",0,{"$error":"#VALUE!"},{"$error":"#VALUE!"},{"$error":"#VALUE!"},{"$error":"#VALUE!"},{"$error":"#VALUE!"},{"$error":"#VALUE!"},{"$error":"#VALUE!"},{"$error":"#VALUE!"},{"$error":"#VALUE!"},{"$error":"#VALUE!"},{"$error":"#VALUE!"},{"$error":"#VALUE!"},{"$error":"#VALUE!"},{"$error":"#VALUE!"},{"$error":"#VALUE!"},{"$error":"#VALUE!"},{"$error":"#VALUE!"},{"$error":"#VALUE!"},{"$error":"#VALUE!"},{"$error":"#VALUE!"},{"$error":"#VALUE!"},{"$error":"#VALUE!"},{"$error":"#VALUE!"},{"$error":"#VALUE!"},{"$error":"#VALUE!"},{"$error":"#VALUE!"},{"$error":"#VALUE!"},86,null,0,0,0,0]
[null,null,null,null,""," ","","","",null,{"$f":"+IF(D141<>0,IF(J141<>0,ROUND(VLOOKUP(C141,Données!$A$4:$J$41,2,FALSE)*POWER(AVERAGE($R$44:$R$45)-J141,VLOOKUP(C141,Données!$A$4:$J$41,3,FALSE)),0)*D141+ROUND(VLOOKUP(C141,Données!$A$4:$J$41,4,FALSE)*POWER(AVERAGE($R$44:$R$45)-J141,VLOOKUP(C141,Données!$A$4:$J$41,5,FALSE)),0)*2,\"\"),\"\")","v":""},"","","","","","",0,"",null,0,0,"","",0,{"$error":"#VALUE!"},{"$error":"#VALUE!"},{"$error":"#VALUE!"},{"$error":"#VALUE!"},{"$error":"#VALUE!"},{"$error":"#VALUE!"},{"$error":"#VALUE!"},{"$error":"#VALUE!"},{"$error":"#VALUE!"},{"$error":"#VALUE!"},{"$error":"#VALUE!"},{"$error":"#VALUE!"},{"$error":"#VALUE!"},{"$error":"#VALUE!"},{"$error":"#VALUE!"},{"$error":"#VALUE!"},{"$error":"#VALUE!"},{"$error":"#VALUE!"},{"$error":"#VALUE!"},{"$error":"#VALUE!"},{"$error":"#VALUE!"},{"$error":"#VALUE!"},{"$error":"#VALUE!"},{"$error":"#VALUE!"},{"$error":"#VALUE!"},{"$error":"#VALUE!"},{"$error":"#VALUE!"},87,null,0,0,0,0]
[null,null,null,null,""," ","","","",null,{"$f":"+IF(D142<>0,IF(J142<>0,ROUND(VLOOKUP(C142,Données!$A$4:$J$41,2,FALSE)*POWER(AVERAGE($R$44:$R$45)-J142,VLOOKUP(C142,Données!$A$4:$J$41,3,FALSE)),0)*D142+ROUND(VLOOKUP(C142,Données!$A$4:$J$41,4,FALSE)*POWER(AVERAGE($R$44:$R$45)-J142,VLOOKUP(C142,Données!$A$4:$J$41,5,FALSE)),0)*2,\"\"),\"\")","v":""},"","","","","","",0,"",null,0,0,{"$f":"+IF(C142=\"\",\"\",D142*VLOOKUP(C142,$Y$5:$AC$27,4,FALSE)+VLOOKUP(C142,$Y$5:$AC$27,5,FALSE))","v":""},{"$f":"+IF(C142=\"\",\"\",VLOOKUP(C142,$Y$5:$AD$27,6,FALSE)*D142)","v":""},0,{"$error":"#VALUE!"},{"$error":"#VALUE!"},{"$error":"#VALUE!"},{"$error":"#VALUE!"},{"$error":"#VALUE!"},{"$error":"#VALUE!"},{"$error":"#VALUE!"},{"$error":"#VALUE!"},{"$error":"#VALUE!"},{"$error":"#VALUE!"},{"$error":"#VALUE!"},{"$error":"#VALUE!"},{"$error":"#VALUE!"},{"$error":"#VALUE!"},{"$error":"#VALUE!"},{"$error":"#VALUE!"},{"$error":"#VALUE!"},{"$error":"#VALUE!"},{"$error":"#VALUE!"},{"$error":"#VALUE!"},{"$error":"#VALUE!"},{"$error":"#VALUE!"},{"$error":"#VALUE!"},{"$error":"#VALUE!"},{"$error":"#VALUE!"},{"$error":"#VALUE!"},{"$error":"#VALUE!"},88,null,0,0,0,0]
[null,null,null,null,""," ","","","",null,{"$f":"+IF(D143<>0,IF(J143<>0,ROUND(VLOOKUP(C143,Données!$A$4:$J$41,2,FALSE)*POWER(AVERAGE($R$44:$R$45)-J143,VLOOKUP(C143,Données!$A$4:$J$41,3,FALSE)),0)*D143+ROUND(VLOOKUP(C143,Données!$A$4:$J$41,4,FALSE)*POWER(AVERAGE($R$44:$R$45)-J143,VLOOKUP(C143,Données!$A$4:$J$41,5,FALSE)),0)*2,\"\"),\"\")","v":""},"","","","","","",0,"",null,0,0,"","",0,{"$error":"#VALUE!"},{"$error":"#VALUE!"},{"$error":"#VALUE!"},{"$error":"#VALUE!"},{"$error":"#VALUE!"},{"$error":"#VALUE!"},{"$error":"#VALUE!"},{"$error":"#VALUE!"},{"$error":"#VALUE!"},{"$error":"#VALUE!"},{"$error":"#VALUE!"},{"$error":"#VALUE!"},{"$error":"#VALUE!"},{"$error":"#VALUE!"},{"$error":"#VALUE!"},{"$error":"#VALUE!"},{"$error":"#VALUE!"},{"$error":"#VALUE!"},{"$error":"#VALUE!"},{"$error":"#VALUE!"},{"$error":"#VALUE!"},{"$error":"#VALUE!"},{"$error":"#VALUE!"},{"$error":"#VALUE!"},{"$error":"#VALUE!"},{"$error":"#VALUE!"},{"$error":"#VALUE!"},89,null,0,0,0,0]
[null,null,null,null,""," ","","","",null,{"$f":"+IF(D144<>0,IF(J144<>0,ROUND(VLOOKUP(C144,Données!$A$4:$J$41,2,FALSE)*POWER(AVERAGE($R$44:$R$45)-J144,VLOOKUP(C144,Données!$A$4:$J$41,3,FALSE)),0)*D144+ROUND(VLOOKUP(C144,Données!$A$4:$J$41,4,FALSE)*POWER(AVERAGE($R$44:$R$45)-J144,VLOOKUP(C144,Données!$A$4:$J$41,5,FALSE)),0)*2,\"\"),\"\")","v":""},"","","","","","",0,"",null,0,0,"","",0,{"$error":"#VALUE!"},{"$error":"#VALUE!"},{"$error":"#VALUE!"},{"$error":"#VALUE!"},{"$error":"#VALUE!"},{"$error":"#VALUE!"},{"$error":"#VALUE!"},{"$error":"#VALUE!"},{"$error":"#VALUE!"},{"$error":"#VALUE!"},{"$error":"#VALUE!"},{"$error":"#VALUE!"},{"$error":"#VALUE!"},{"$error":"#VALUE!"},{"$error":"#VALUE!"},{"$error":"#VALUE!"},{"$error":"#VALUE!"},{"$error":"#VALUE!"},{"$error":"#VALUE!"},{"$error":"#VALUE!"},{"$error":"#VALUE!"},{"$error":"#VALUE!"},{"$error":"#VALUE!"},{"$error":"#VALUE!"},{"$error":"#VALUE!"},{"$error":"#VALUE!"},{"$error":"#VALUE!"},90,null,0,0,0,0]
[null,null,null,null,""," ","","","",null,{"$f":"+IF(D145<>0,IF(J145<>0,ROUND(VLOOKUP(C145,Données!$A$4:$J$41,2,FALSE)*POWER(AVERAGE($R$44:$R$45)-J145,VLOOKUP(C145,Données!$A$4:$J$41,3,FALSE)),0)*D145+ROUND(VLOOKUP(C145,Données!$A$4:$J$41,4,FALSE)*POWER(AVERAGE($R$44:$R$45)-J145,VLOOKUP(C145,Données!$A$4:$J$41,5,FALSE)),0)*2,\"\"),\"\")","v":""},"","","","","","",0,"",null,0,0,"","",0,{"$error":"#VALUE!"},{"$error":"#VALUE!"},{"$error":"#VALUE!"},{"$error":"#VALUE!"},{"$error":"#VALUE!"},{"$error":"#VALUE!"},{"$error":"#VALUE!"},{"$error":"#VALUE!"},{"$error":"#VALUE!"},{"$error":"#VALUE!"},{"$error":"#VALUE!"},{"$error":"#VALUE!"},{"$error":"#VALUE!"},{"$error":"#VALUE!"},{"$error":"#VALUE!"},{"$error":"#VALUE!"},{"$error":"#VALUE!"},{"$error":"#VALUE!"},{"$error":"#VALUE!"},{"$error":"#VALUE!"},{"$error":"#VALUE!"},{"$error":"#VALUE!"},{"$error":"#VALUE!"},{"$error":"#VALUE!"},{"$error":"#VALUE!"},{"$error":"#VALUE!"},{"$error":"#VALUE!"},91,null,0,0,0,0]
[null,null,null,null,""," ","","","",null,{"$f":"+IF(D146<>0,IF(J146<>0,ROUND(VLOOKUP(C146,Données!$A$4:$J$41,2,FALSE)*POWER(AVERAGE($R$44:$R$45)-J146,VLOOKUP(C146,Données!$A$4:$J$41,3,FALSE)),0)*D146+ROUND(VLOOKUP(C146,Données!$A$4:$J$41,4,FALSE)*POWER(AVERAGE($R$44:$R$45)-J146,VLOOKUP(C146,Données!$A$4:$J$41,5,FALSE)),0)*2,\"\"),\"\")","v":""},"","","","","","",0,"",null,0,0,"","",0,{"$error":"#VALUE!"},{"$error":"#VALUE!"},{"$error":"#VALUE!"},{"$error":"#VALUE!"},{"$error":"#VALUE!"},{"$error":"#VALUE!"},{"$error":"#VALUE!"},{"$error":"#VALUE!"},{"$error":"#VALUE!"},{"$error":"#VALUE!"},{"$error":"#VALUE!"},{"$error":"#VALUE!"},{"$error":"#VALUE!"},{"$error":"#VALUE!"},{"$error":"#VALUE!"},{"$error":"#VALUE!"},{"$error":"#VALUE!"},{"$error":"#VALUE!"},{"$error":"#VALUE!"},{"$error":"#VALUE!"},{"$error":"#VALUE!"},{"$error":"#VALUE!"},{"$error":"#VALUE!"},{"$error":"#VALUE!"},{"$error":"#VALUE!"},{"$error":"#VALUE!"},{"$error":"#VALUE!"},92,null,0,0,0,0]
[null,null,null,null,""," ","","","",null,{"$f":"+IF(D147<>0,IF(J147<>0,ROUND(VLOOKUP(C147,Données!$A$4:$J$41,2,FALSE)*POWER(AVERAGE($R$44:$R$45)-J147,VLOOKUP(C147,Données!$A$4:$J$41,3,FALSE)),0)*D147+ROUND(VLOOKUP(C147,Données!$A$4:$J$41,4,FALSE)*POWER(AVERAGE($R$44:$R$45)-J147,VLOOKUP(C147,Données!$A$4:$J$41,5,FALSE)),0)*2,\"\"),\"\")","v":""},"","","","","","",0,"",null,0,0,"","",0,{"$error":"#VALUE!"},{"$error":"#VALUE!"},{"$error":"#VALUE!"},{"$error":"#VALUE!"},{"$error":"#VALUE!"},{"$error":"#VALUE!"},{"$error":"#VALUE!"},{"$error":"#VALUE!"},{"$error":"#VALUE!"},{"$error":"#VALUE!"},{"$error":"#VALUE!"},{"$error":"#VALUE!"},{"$error":"#VALUE!"},{"$error":"#VALUE!"},{"$error":"#VALUE!"},{"$error":"#VALUE!"},{"$error":"#VALUE!"},{"$error":"#VALUE!"},{"$error":"#VALUE!"},{"$error":"#VALUE!"},{"$error":"#VALUE!"},{"$error":"#VALUE!"},{"$error":"#VALUE!"},{"$error":"#VALUE!"},{"$error":"#VALUE!"},{"$error":"#VALUE!"},{"$error":"#VALUE!"},93,null,0,0,0,0]
[null,null,null,null,""," ","","","",null,{"$f":"+IF(D148<>0,IF(J148<>0,ROUND(VLOOKUP(C148,Données!$A$4:$J$41,2,FALSE)*POWER(AVERAGE($R$44:$R$45)-J148,VLOOKUP(C148,Données!$A$4:$J$41,3,FALSE)),0)*D148+ROUND(VLOOKUP(C148,Données!$A$4:$J$41,4,FALSE)*POWER(AVERAGE($R$44:$R$45)-J148,VLOOKUP(C148,Données!$A$4:$J$41,5,FALSE)),0)*2,\"\"),\"\")","v":""},"","","","","","",0,"",null,0,0,"","",0,{"$error":"#VALUE!"},{"$error":"#VALUE!"},{"$error":"#VALUE!"},{"$error":"#VALUE!"},{"$error":"#VALUE!"},{"$error":"#VALUE!"},{"$error":"#VALUE!"},{"$error":"#VALUE!"},{"$error":"#VALUE!"},{"$error":"#VALUE!"},{"$error":"#VALUE!"},{"$error":"#VALUE!"},{"$error":"#VALUE!"},{"$error":"#VALUE!"},{"$error":"#VALUE!"},{"$error":"#VALUE!"},{"$error":"#VALUE!"},{"$error":"#VALUE!"},{"$error":"#VALUE!"},{"$error":"#VALUE!"},{"$error":"#VALUE!"},{"$error":"#VALUE!"},{"$error":"#VALUE!"},{"$error":"#VALUE!"},{"$error":"#VALUE!"},{"$error":"#VALUE!"},{"$error":"#VALUE!"},94,null,0,0,0,0]
[null,null,null,null,""," ","","","",null,{"$f":"+IF(D149<>0,IF(J149<>0,ROUND(VLOOKUP(C149,Données!$A$4:$J$41,2,FALSE)*POWER(AVERAGE($R$44:$R$45)-J149,VLOOKUP(C149,Données!$A$4:$J$41,3,FALSE)),0)*D149+ROUND(VLOOKUP(C149,Données!$A$4:$J$41,4,FALSE)*POWER(AVERAGE($R$44:$R$45)-J149,VLOOKUP(C149,Données!$A$4:$J$41,5,FALSE)),0)*2,\"\"),\"\")","v":""},"","","","","","",0,"",null,0,0,"","",0,{"$error":"#VALUE!"},{"$error":"#VALUE!"},{"$error":"#VALUE!"},{"$error":"#VALUE!"},{"$error":"#VALUE!"},{"$error":"#VALUE!"},{"$error":"#VALUE!"},{"$error":"#VALUE!"},{"$error":"#VALUE!"},{"$error":"#VALUE!"},{"$error":"#VALUE!"},{"$error":"#VALUE!"},{"$error":"#VALUE!"},{"$error":"#VALUE!"},{"$error":"#VALUE!"},{"$error":"#VALUE!"},{"$error":"#VALUE!"},{"$error":"#VALUE!"},{"$error":"#VALUE!"},{"$error":"#VALUE!"},{"$error":"#VALUE!"},{"$error":"#VALUE!"},{"$error":"#VALUE!"},{"$error":"#VALUE!"},{"$error":"#VALUE!"},{"$error":"#VALUE!"},{"$error":"#VALUE!"},95,null,0,0,0,0]
[null,null,null,null,""," ","","","",null,{"$f":"+IF(D150<>0,IF(J150<>0,ROUND(VLOOKUP(C150,Données!$A$4:$J$41,2,FALSE)*POWER(AVERAGE($R$44:$R$45)-J150,VLOOKUP(C150,Données!$A$4:$J$41,3,FALSE)),0)*D150+ROUND(VLOOKUP(C150,Données!$A$4:$J$41,4,FALSE)*POWER(AVERAGE($R$44:$R$45)-J150,VLOOKUP(C150,Données!$A$4:$J$41,5,FALSE)),0)*2,\"\"),\"\")","v":""},"","","","","","",0,"",null,0,0,"","",0,{"$error":"#VALUE!"},{"$error":"#VALUE!"},{"$error":"#VALUE!"},{"$error":"#VALUE!"},{"$error":"#VALUE!"},{"$error":"#VALUE!"},{"$error":"#VALUE!"},{"$error":"#VALUE!"},{"$error":"#VALUE!"},{"$error":"#VALUE!"},{"$error":"#VALUE!"},{"$error":"#VALUE!"},{"$error":"#VALUE!"},{"$error":"#VALUE!"},{"$error":"#VALUE!"},{"$error":"#VALUE!"},{"$error":"#VALUE!"},{"$error":"#VALUE!"},{"$error":"#VALUE!"},{"$error":"#VALUE!"},{"$error":"#VALUE!"},{"$error":"#VALUE!"},{"$error":"#VALUE!"},{"$error":"#VALUE!"},{"$error":"#VALUE!"},{"$error":"#VALUE!"},{"$error":"#VALUE!"},96,null,0,0,0,0]
[null,null,null,null,""," ","","","",null,{"$f":"+IF(D151<>0,IF(J151<>0,ROUND(VLOOKUP(C151,Données!$A$4:$J$41,2,FALSE)*POWER(AVERAGE($R$44:$R$45)-J151,VLOOKUP(C151,Données!$A$4:$J$41,3,FALSE)),0)*D151+ROUND(VLOOKUP(C151,Données!$A$4:$J$41,4,FALSE)*POWER(AVERAGE($R$44:$R$45)-J151,VLOOKUP(C151,Données!$A$4:$J$41,5,FALSE)),0)*2,\"\"),\"\")","v":""},"","","","","","",0,"",null,0,0,"","",0,{"$error":"#VALUE!"},{"$error":"#VALUE!"},{"$error":"#VALUE!"},{"$error":"#VALUE!"},{"$error":"#VALUE!"},{"$error":"#VALUE!"},{"$error":"#VALUE!"},{"$error":"#VALUE!"},{"$error":"#VALUE!"},{"$error":"#VALUE!"},{"$error":"#VALUE!"},{"$error":"#VALUE!"},{"$error":"#VALUE!"},{"$error":"#VALUE!"},{"$error":"#VALUE!"},{"$error":"#VALUE!"},{"$error":"#VALUE!"},{"$error":"#VALUE!"},{"$error":"#VALUE!"},{"$error":"#VALUE!"},{"$error":"#VALUE!"},{"$error":"#VALUE!"},{"$error":"#VALUE!"},{"$error":"#VALUE!"},{"$error":"#VALUE!"},{"$error":"#VALUE!"},{"$error":"#VALUE!"},97,null,0,0,0,0]
[null,null,null,null,{"$f":"IF(D152=0,\"\",VLOOKUP(C152&\"-\"&IF(D152<4,4,IF(D152>18,18,EVEN(D152))),$O$168:$P$239,2,FALSE))","v":""}," ","","","",null,{"$f":"+IF(D152<>0,IF(J152<>0,ROUND(VLOOKUP(C152,Données!$A$4:$J$41,2,FALSE)*POWER(AVERAGE($R$44:$R$45)-J152,VLOOKUP(C152,Données!$A$4:$J$41,3,FALSE)),0)*D152+ROUND(VLOOKUP(C152,Données!$A$4:$J$41,4,FALSE)*POWER(AVERAGE($R$44:$R$45)-J152,VLOOKUP(C152,Données!$A$4:$J$41,5,FALSE)),0)*2,\"\"),\"\")","v":""},"","","","","","",0,"",null,0,{"$f":"IF(F151=\"D+D\",D152*B152+V151,B152*D152)","v":0},"","",{"$f":"+$V$3*(D152*B152)/1000","v":0},{"$f":"(0.001*M152^1.8155)*Y152","v":{"$error":"#VALUE!"}},{"$f":"(0.00007*M152^1.9823)*Y152","v":{"$error":"#VALUE!"}},{"$f":"(0.00009*M152^1.857)*Y152","v":{"$error":"#VALUE!"}},{"$f":"(0.00005*M152^1.8638)*Y152","v":{"$error":"#VALUE!"}},{"$f":"(0.00008*M152^1.7517)*Y152","v":{"$error":"#VALUE!"}},{"$f":"(0.0003*M152^1.9011)*Y152","v":{"$error":"#VALUE!"}},{"$f":"(0.0001*M152^1.8431)*Y152","v":{"$error":"#VALUE!"}},{"$f":"(0.00005*M152^1.8638)*Y152","v":{"$error":"#VALUE!"}},{"$f":"(0.00008*M152^1.7357)*Y152","v":{"$error":"#VALUE!"}},{"$f":"+(0.0057*M152^1.8927)*Y152","v":{"$error":"#VALUE!"}},{"$f":"+(0.0017*M152^1.8272)*Y152","v":{"$error":"#VALUE!"}},{"$f":"+(0.0009*M152^1.817)*Y152","v":{"$error":"#VALUE!"}},{"$f":"+(0.0004*M152^1.8646)*Y152","v":{"$error":"#VALUE!"}},{"$f":"+(0.0002*M152^1.881)*Y152","v":{"$error":"#VALUE!"}},{"$f":"+(0.0033*M152^1.8334)*Y152","v":{"$error":"#VALUE!"}},{"$f":"+(0.0011*M152^1.8159)*Y152","v":{"$error":"#VALUE!"}},{"$f":"+(0.0004*M152^1.8646)*Y152","v":{"$error":"#VALUE!"}},{"$f":"+(0.0003*M152^1.8288)*Y152","v":{"$error":"#VALUE!"}},{"$error":"#VALUE!"},{"$error":"#VALUE!"},{"$error":"#VALUE!"},{"$error":"#VALUE!"},{"$error":"#VALUE!"},{"$error":"#VALUE!"},{"$error":"#VALUE!"},{"$error":"#VALUE!"},{"$error":"#VALUE!"},98,null,{"$f":"+IF(F151=\"D+D\",BC151+BD152,BD152)","v":0},{"$f":"IF(D152<>0,B152*K152,0)","v":0},{"$f":"+IF(F151=\"D+D\",BE151+BF152,BF152)","v":0},{"$f":"IF(D152<>0,U152,0)","v":0}]
[null,null,null,null,""," ","","","",null,{"$f":"+IF(D153<>0,IF(J153<>0,ROUND(VLOOKUP(C153,Données!$A$4:$J$41,2,FALSE)*POWER(AVERAGE($R$44:$R$45)-J153,VLOOKUP(C153,Données!$A$4:$J$41,3,FALSE)),0)*D153+ROUND(VLOOKUP(C153,Données!$A$4:$J$41,4,FALSE)*POWER(AVERAGE($R$44:$R$45)-J153,VLOOKUP(C153,Données!$A$4:$J$41,5,FALSE)),0)*2,\"\"),\"\")","v":""},"","","","","","",0,"",null,0,0,"","",0,{"$error":"#VALUE!"},{"$error":"#VALUE!"},{"$error":"#VALUE!"},{"$error":"#VALUE!"},{"$error":"#VALUE!"},{"$error":"#VALUE!"},{"$error":"#VALUE!"},{"$error":"#VALUE!"},{"$error":"#VALUE!"},{"$error":"#VALUE!"},{"$error":"#VALUE!"},{"$error":"#VALUE!"},{"$error":"#VALUE!"},{"$error":"#VALUE!"},{"$error":"#VALUE!"},{"$error":"#VALUE!"},{"$error":"#VALUE!"},{"$error":"#VALUE!"},{"$error":"#VALUE!"},{"$error":"#VALUE!"},{"$error":"#VALUE!"},{"$error":"#VALUE!"},{"$error":"#VALUE!"},{"$error":"#VALUE!"},{"$error":"#VALUE!"},{"$error":"#VALUE!"},{"$error":"#VALUE!"},99,null,0,0,0,0]
[null,null,null,null,""," ","","","",null,{"$f":"+IF(D154<>0,IF(J154<>0,ROUND(VLOOKUP(C154,Données!$A$4:$J$41,2,FALSE)*POWER(AVERAGE($R$44:$R$45)-J154,VLOOKUP(C154,Données!$A$4:$J$41,3,FALSE)),0)*D154+ROUND(VLOOKUP(C154,Données!$A$4:$J$41,4,FALSE)*POWER(AVERAGE($R$44:$R$45)-J154,VLOOKUP(C154,Données!$A$4:$J$41,5,FALSE)),0)*2,\"\"),\"\")","v":""},"","","","","","",0,"",null,0,0,"","",0,{"$error":"#VALUE!"},{"$error":"#VALUE!"},{"$error":"#VALUE!"},{"$error":"#VALUE!"},{"$error":"#VALUE!"},{"$error":"#VALUE!"},{"$error":"#VALUE!"},{"$error":"#VALUE!"},{"$error":"#VALUE!"},{"$error":"#VALUE!"},{"$error":"#VALUE!"},{"$error":"#VALUE!"},{"$error":"#VALUE!"},{"$error":"#VALUE!"},{"$error":"#VALUE!"},{"$error":"#VALUE!"},{"$error":"#VALUE!"},{"$error":"#VALUE!"},{"$error":"#VALUE!"},{"$error":"#VALUE!"},{"$error":"#VALUE!"},{"$error":"#VALUE!"},{"$error":"#VALUE!"},{"$error":"#VALUE!"},{"$error":"#VALUE!"},{"$error":"#VALUE!"},{"$error":"#VALUE!"},100,null,0,0,0,0]
[null,null,null,null,""," ","","","",null,{"$f":"+IF(D155<>0,IF(J155<>0,ROUND(VLOOKUP(C155,Données!$A$4:$J$41,2,FALSE)*POWER(AVERAGE($R$44:$R$45)-J155,VLOOKUP(C155,Données!$A$4:$J$41,3,FALSE)),0)*D155+ROUND(VLOOKUP(C155,Données!$A$4:$J$41,4,FALSE)*POWER(AVERAGE($R$44:$R$45)-J155,VLOOKUP(C155,Données!$A$4:$J$41,5,FALSE)),0)*2,\"\"),\"\")","v":""},"","","",{"$f":"IF(P155=\"\",\"\",IF(P155=\"3/4''\",ROUND(M155/55,1),IF(P155=\"1''\",ROUND(M155/105,1),IF(P155=\"1'' 1/4\",ROUND(M155/220,1),\"\"))))","v":""},{"$f":"IF(C155=\"\",\"\",IF($R$48=\"OUI\",IF(M155<550,\"3/4''\",IF(M155<1050,\"1''\",IF(M155<2200,\"1'' 1/4\",\"débit ++\"))),IF(M155<320,\"1/2''\",IF(M155<650,\"3/4''\",IF(M155<1200,\"1''\",IF(M155<2151,\"1'' 1/4\",\"débit trop élevé\"))))))","v":""},"",0,"",null,0,0,"","",0,{"$error":"#VALUE!"},{"$error":"#VALUE!"},{"$error":"#VALUE!"},{"$error":"#VALUE!"},{"$error":"#VALUE!"},{"$error":"#VALUE!"},{"$error":"#VALUE!"},{"$error":"#VALUE!"},{"$error":"#VALUE!"},{"$error":"#VALUE!"},{"$error":"#VALUE!"},{"$error":"#VALUE!"},{"$error":"#VALUE!"},{"$error":"#VALUE!"},{"$error":"#VALUE!"},{"$error":"#VALUE!"},{"$error":"#VALUE!"},{"$error":"#VALUE!"},{"$error":"#VALUE!"},{"$error":"#VALUE!"},{"$error":"#VALUE!"},{"$error":"#VALUE!"},{"$error":"#VALUE!"},{"$error":"#VALUE!"},{"$error":"#VALUE!"},{"$error":"#VALUE!"},{"$error":"#VALUE!"},101,null,0,0,0,0]
[null,null,null,null,""," ","","","",null,{"$f":"+IF(D156<>0,IF(J156<>0,ROUND(VLOOKUP(C156,Données!$A$4:$J$41,2,FALSE)*POWER(AVERAGE($R$44:$R$45)-J156,VLOOKUP(C156,Données!$A$4:$J$41,3,FALSE)),0)*D156+ROUND(VLOOKUP(C156,Données!$A$4:$J$41,4,FALSE)*POWER(AVERAGE($R$44:$R$45)-J156,VLOOKUP(C156,Données!$A$4:$J$41,5,FALSE)),0)*2,\"\"),\"\")","v":""},"","","","","","",0,"",null,0,0,"","",0,{"$error":"#VALUE!"},{"$error":"#VALUE!"},{"$error":"#VALUE!"},{"$error":"#VALUE!"},{"$error":"#VALUE!"},{"$error":"#VALUE!"},{"$error":"#VALUE!"},{"$error":"#VALUE!"},{"$error":"#VALUE!"},{"$error":"#VALUE!"},{"$error":"#VALUE!"},{"$error":"#VALUE!"},{"$error":"#VALUE!"},{"$error":"#VALUE!"},{"$error":"#VALUE!"},{"$error":"#VALUE!"},{"$error":"#VALUE!"},{"$error":"#VALUE!"},{"$error":"#VALUE!"},{"$error":"#VALUE!"},{"$error":"#VALUE!"},{"$error":"#VALUE!"},{"$error":"#VALUE!"},{"$error":"#VALUE!"},{"$error":"#VALUE!"},{"$error":"#VALUE!"},{"$error":"#VALUE!"},102,null,0,0,0,0]
[null,null,null,null,""," ","","","",null,{"$f":"+IF(D157<>0,IF(J157<>0,ROUND(VLOOKUP(C157,Données!$A$4:$J$41,2,FALSE)*POWER(AVERAGE($R$44:$R$45)-J157,VLOOKUP(C157,Données!$A$4:$J$41,3,FALSE)),0)*D157+ROUND(VLOOKUP(C157,Données!$A$4:$J$41,4,FALSE)*POWER(AVERAGE($R$44:$R$45)-J157,VLOOKUP(C157,Données!$A$4:$J$41,5,FALSE)),0)*2,\"\"),\"\")","v":""},"","","","","","",0,"",null,0,0,"","",0,{"$error":"#VALUE!"},{"$error":"#VALUE!"},{"$error":"#VALUE!"},{"$error":"#VALUE!"},{"$error":"#VALUE!"},{"$error":"#VALUE!"},{"$error":"#VALUE!"},{"$error":"#VALUE!"},{"$error":"#VALUE!"},{"$error":"#VALUE!"},{"$error":"#VALUE!"},{"$error":"#VALUE!"},{"$error":"#VALUE!"},{"$error":"#VALUE!"},{"$error":"#VALUE!"},{"$error":"#VALUE!"},{"$error":"#VALUE!"},{"$error":"#VALUE!"},{"$error":"#VALUE!"},{"$error":"#VALUE!"},{"$error":"#VALUE!"},{"$error":"#VALUE!"},{"$error":"#VALUE!"},{"$error":"#VALUE!"},{"$error":"#VALUE!"},{"$error":"#VALUE!"},{"$error":"#VALUE!"},103,null,0,0,0,0]
[null,null,null,null,""," ","","","",null,{"$f":"+IF(D158<>0,IF(J158<>0,ROUND(VLOOKUP(C158,Données!$A$4:$J$41,2,FALSE)*POWER(AVERAGE($R$44:$R$45)-J158,VLOOKUP(C158,Données!$A$4:$J$41,3,FALSE)),0)*D158+ROUND(VLOOKUP(C158,Données!$A$4:$J$41,4,FALSE)*POWER(AVERAGE($R$44:$R$45)-J158,VLOOKUP(C158,Données!$A$4:$J$41,5,FALSE)),0)*2,\"\"),\"\")","v":""},"","","","","","",0,"",null,0,0,"","",0,{"$error":"#VALUE!"},{"$error":"#VALUE!"},{"$error":"#VALUE!"},{"$error":"#VALUE!"},{"$error":"#VALUE!"},{"$error":"#VALUE!"},{"$error":"#VALUE!"},{"$error":"#VALUE!"},{"$error":"#VALUE!"},{"$error":"#VALUE!"},{"$error":"#VALUE!"},{"$error":"#VALUE!"},{"$error":"#VALUE!"},{"$error":"#VALUE!"},{"$error":"#VALUE!"},{"$error":"#VALUE!"},{"$error":"#VALUE!"},{"$error":"#VALUE!"},{"$error":"#VALUE!"},{"$error":"#VALUE!"},{"$error":"#VALUE!"},{"$error":"#VALUE!"},{"$error":"#VALUE!"},{"$error":"#VALUE!"},{"$error":"#VALUE!"},{"$error":"#VALUE!"},{"$error":"#VALUE!"},104,null,0,0,0,0]
[null,null,null,null,""," ","","","",null,{"$f":"+IF(D159<>0,IF(J159<>0,ROUND(VLOOKUP(C159,Données!$A$4:$J$41,2,FALSE)*POWER(AVERAGE($R$44:$R$45)-J159,VLOOKUP(C159,Données!$A$4:$J$41,3,FALSE)),0)*D159+ROUND(VLOOKUP(C159,Données!$A$4:$J$41,4,FALSE)*POWER(AVERAGE($R$44:$R$45)-J159,VLOOKUP(C159,Données!$A$4:$J$41,5,FALSE)),0)*2,\"\"),\"\")","v":""},"","","","","","",0,"",null,0,0,"","",0,{"$error":"#VALUE!"},{"$error":"#VALUE!"},{"$error":"#VALUE!"},{"$error":"#VALUE!"},{"$error":"#VALUE!"},{"$error":"#VALUE!"},{"$error":"#VALUE!"},{"$error":"#VALUE!"},{"$error":"#VALUE!"},{"$error":"#VALUE!"},{"$error":"#VALUE!"},{"$error":"#VALUE!"},{"$error":"#VALUE!"},{"$error":"#VALUE!"},{"$error":"#VALUE!"},{"$error":"#VALUE!"},{"$error":"#VALUE!"},{"$error":"#VALUE!"},{"$error":"#VALUE!"},{"$error":"#VALUE!"},{"$error":"#VALUE!"},{"$error":"#VALUE!"},{"$error":"#VALUE!"},{"$error":"#VALUE!"},{"$error":"#VALUE!"},{"$error":"#VALUE!"},{"$error":"#VALUE!"},105,null,0,0,0,0]
[null,null,null,null,""," ","","","",null,{"$f":"+IF(D160<>0,IF(J160<>0,ROUND(VLOOKUP(C160,Données!$A$4:$J$41,2,FALSE)*POWER(AVERAGE($R$44:$R$45)-J160,VLOOKUP(C160,Données!$A$4:$J$41,3,FALSE)),0)*D160+ROUND(VLOOKUP(C160,Données!$A$4:$J$41,4,FALSE)*POWER(AVERAGE($R$44:$R$45)-J160,VLOOKUP(C160,Données!$A$4:$J$41,5,FALSE)),0)*2,\"\"),\"\")","v":""},"","","","","","",0,"",null,0,0,"","",0,{"$error":"#VALUE!"},{"$error":"#VALUE!"},{"$error":"#VALUE!"},{"$error":"#VALUE!"},{"$error":"#VALUE!"},{"$error":"#VALUE!"},{"$error":"#VALUE!"},{"$error":"#VALUE!"},{"$error":"#VALUE!"},{"$error":"#VALUE!"},{"$error":"#VALUE!"},{"$error":"#VALUE!"},{"$error":"#VALUE!"},{"$error":"#VALUE!"},{"$error":"#VALUE!"},{"$error":"#VALUE!"},{"$error":"#VALUE!"},{"$error":"#VALUE!"},{"$error":"#VALUE!"},{"$error":"#VALUE!"},{"$error":"#VALUE!"},{"$error":"#VALUE!"},{"$error":"#VALUE!"},{"$error":"#VALUE!"},{"$error":"#VALUE!"},{"$error":"#VALUE!"},{"$error":"#VALUE!"},106,null,0,0,0,0]
[null,null,null,null,"",{"$f":"IF(C161<>0,\"D\",\" \")","v":" "},"","","",null,{"$f":"+IF(D161<>0,IF(J161<>0,ROUND(VLOOKUP(C161,Données!$A$4:$J$41,2,FALSE)*POWER(AVERAGE($R$44:$R$45)-J161,VLOOKUP(C161,Données!$A$4:$J$41,3,FALSE)),0)*D161+ROUND(VLOOKUP(C161,Données!$A$4:$J$41,4,FALSE)*POWER(AVERAGE($R$44:$R$45)-J161,VLOOKUP(C161,Données!$A$4:$J$41,5,FALSE)),0)*2,\"\"),\"\")","v":""},"","","","","","",0,"",null,0,0,"","",0,{"$error":"#VALUE!"},{"$error":"#VALUE!"},{"$error":"#VALUE!"},{"$error":"#VALUE!"},{"$error":"#VALUE!"},{"$error":"#VALUE!"},{"$error":"#VALUE!"},{"$error":"#VALUE!"},{"$error":"#VALUE!"},{"$error":"#VALUE!"},{"$error":"#VALUE!"},{"$error":"#VALUE!"},{"$error":"#VALUE!"},{"$error":"#VALUE!"},{"$error":"#VALUE!"},{"$error":"#VALUE!"},{"$error":"#VALUE!"},{"$error":"#VALUE!"},{"$error":"#VALUE!"},{"$error":"#VALUE!"},{"$error":"#VALUE!"},{"$error":"#VALUE!"},{"$error":"#VALUE!"},{"$error":"#VALUE!"},{"$error":"#VALUE!"},{"$error":"#VALUE!"},{"$error":"#VALUE!"},107,null,0,0,0,0]
[null,null,null,null,"",{"$f":"IF(C162<>0,\"D\",\" \")","v":" "},"","","",null,{"$f":"+IF(D162<>0,IF(J162<>0,ROUND(VLOOKUP(C162,Données!$A$4:$J$41,2,FALSE)*POWER(AVERAGE($R$44:$R$45)-J162,VLOOKUP(C162,Données!$A$4:$J$41,3,FALSE)),0)*D162+ROUND(VLOOKUP(C162,Données!$A$4:$J$41,4,FALSE)*POWER(AVERAGE($R$44:$R$45)-J162,VLOOKUP(C162,Données!$A$4:$J$41,5,FALSE)),0)*2,\"\"),\"\")","v":""},"","","","","","",0,"",null,0,0,"","",0,{"$error":"#VALUE!"},{"$error":"#VALUE!"},{"$error":"#VALUE!"},{"$error":"#VALUE!"},{"$error":"#VALUE!"},{"$error":"#VALUE!"},{"$error":"#VALUE!"},{"$error":"#VALUE!"},{"$error":"#VALUE!"},{"$error":"#VALUE!"},{"$error":"#VALUE!"},{"$error":"#VALUE!"},{"$error":"#VALUE!"},{"$error":"#VALUE!"},{"$error":"#VALUE!"},{"$error":"#VALUE!"},{"$error":"#VALUE!"},{"$error":"#VALUE!"},{"$error":"#VALUE!"},{"$error":"#VALUE!"},{"$error":"#VALUE!"},{"$error":"#VALUE!"},{"$error":"#VALUE!"},{"$error":"#VALUE!"},{"$error":"#VALUE!"},{"$error":"#VALUE!"},{"$error":"#VALUE!"},108,null,0,0,0,0]
[null,null,null,null,"",{"$f":"IF(C163<>0,\"D\",\" \")","v":" "},"","","",null,{"$f":"+IF(D163<>0,IF(J163<>0,ROUND(VLOOKUP(C163,Données!$A$4:$J$41,2,FALSE)*POWER(AVERAGE($R$44:$R$45)-J163,VLOOKUP(C163,Données!$A$4:$J$41,3,FALSE)),0)*D163+ROUND(VLOOKUP(C163,Données!$A$4:$J$41,4,FALSE)*POWER(AVERAGE($R$44:$R$45)-J163,VLOOKUP(C163,Données!$A$4:$J$41,5,FALSE)),0)*2,\"\"),\"\")","v":""},"","","","","","",0,"",null,0,0,"","",0,{"$error":"#VALUE!"},{"$error":"#VALUE!"},{"$error":"#VALUE!"},{"$error":"#VALUE!"},{"$error":"#VALUE!"},{"$error":"#VALUE!"},{"$error":"#VALUE!"},{"$error":"#VALUE!"},{"$error":"#VALUE!"},{"$error":"#VALUE!"},{"$error":"#VALUE!"},{"$error":"#VALUE!"},{"$error":"#VALUE!"},{"$error":"#VALUE!"},{"$error":"#VALUE!"},{"$error":"#VALUE!"},{"$error":"#VALUE!"},{"$error":"#VALUE!"},{"$error":"#VALUE!"},{"$error":"#VALUE!"},{"$error":"#VALUE!"},{"$error":"#VALUE!"},{"$error":"#VALUE!"},{"$error":"#VALUE!"},{"$error":"#VALUE!"},{"$error":"#VALUE!"},{"$error":"#VALUE!"},109,null,0,0,0,0]
[null,null,null,null,"",{"$f":"IF(C164<>0,\"D\",\" \")","v":" "},"","","",null,{"$f":"+IF(D164<>0,IF(J164<>0,ROUND(VLOOKUP(C164,Données!$A$4:$J$41,2,FALSE)*POWER(AVERAGE($R$44:$R$45)-J164,VLOOKUP(C164,Données!$A$4:$J$41,3,FALSE)),0)*D164+ROUND(VLOOKUP(C164,Données!$A$4:$J$41,4,FALSE)*POWER(AVERAGE($R$44:$R$45)-J164,VLOOKUP(C164,Données!$A$4:$J$41,5,FALSE)),0)*2,\"\"),\"\")","v":""},"","","","","","",0,"",null,0,0,"","",0,{"$error":"#VALUE!"},{"$error":"#VALUE!"},{"$error":"#VALUE!"},{"$error":"#VALUE!"},{"$error":"#VALUE!"},{"$error":"#VALUE!"},{"$error":"#VALUE!"},{"$error":"#VALUE!"},{"$error":"#VALUE!"},{"$error":"#VALUE!"},{"$error":"#VALUE!"},{"$error":"#VALUE!"},{"$error":"#VALUE!"},{"$error":"#VALUE!"},{"$error":"#VALUE!"},{"$error":"#VALUE!"},{"$error":"#VALUE!"},{"$error":"#VALUE!"},{"$error":"#VALUE!"},{"$error":"#VALUE!"},{"$error":"#VALUE!"},{"$error":"#VALUE!"},{"$error":"#VALUE!"},{"$error":"#VALUE!"},{"$error":"#VALUE!"},{"$error":"#VALUE!"},{"$error":"#VALUE!"},110,null,0,0,0,0]
[]
[]
[]
[null,null,null,null,null,null,null,null,null,null,null,null,null,null,"DS2-03"]
[null,null,null,null,null,null,null,null,null,null,null,null,null,null,"DS2-03-4","0025001"]
[null,null,null,null,null,null,null,null,null,null,null,null,null,null,"DS2-03-6","0025002"]
[null,null,null,null,null,null,null,null,null,null,null,null,null,null,"DS2-03-8","0025002"]
[null,null,null,null,null,null,null,null,null,null,null,null,null,null,"DS2-03-10","0025003"]
[null,null,null,null,null,null,null,null,null,null,null,null,null,null,"DS2-03-12","0025003"]
[null,null,null,null,null,null,null,null,null,null,null,null,null,null,"DS2-03-14","0025004"]
[null,null,null,null,null,null,null,null,null,null,null,null,null,null,"DS2-03-16","0025004"]
[null,null,null,null,null,null,null,null,null,null,null,null,null,null,"DS2-03-18","0025005"]
[null,null,null,null,null,null,null,null,null,null,null,null,null,null,"DS2-06"]
[null,null,null,null,null,null,null,null,null,null,null,null,null,null,"DS2-06-4","0025011"]
[null,null,null,null,null,null,null,null,null,null,null,null,null,null,"DS2-06-6","0025012"]
[null,null,null,null,null,null,null,null,null,null,null,null,null,null,"DS2-06-8","0025012"]
[null,null,null,null,null,null,null,null,null,null,null,null,null,null,"DS2-06-10","0025013"]
[null,null,null,null,null,null,null,null,null,null,null,null,null,null,"DS2-06-12","0025013"]
[null,null,null,null,null,null,null,null,null,null,null,null,null,null,"DS2-06-14","0025014"]
[null,null,null,null,null,null,null,null,null,null,null,null,null,null,"DS2-06-16","0025014"]
[null,null,null,null,null,null,null,null,null,null,null,null,null,null,"DS2-06-18","0025015"]
[null,null,null,null,null,null,null,null,null,null,null,null,null,null,"DS2-09"]
[null,null,null,null,null,null,null,null,null,null,null,null,null,null,"DS2-09-4","0025021"]
[null,null,null,null,null,null,null,null,null,null,null,null,null,null,"DS2-09-6","0025022"]
[null,null,null,null,null,null,null,null,null,null,null,null,null,null,"DS2-09-8","0025022"]
[null,null,null,null,null,null,null,null,null,null,null,null,null,null,"DS2-09-10","0025023"]
[null,null,null,null,null,null,null,null,null,null,null,null,null,null,"DS2-09-12","0025023"]
[null,null,null,null,null,null,null,null,null,null,null,null,null,null,"DS2-09-14","0025024"]
[null,null,null,null,null,null,null,null,null,null,null,null,null,null,"DS2-09-16","0025024"]
[null,null,null,null,null,null,null,null,null,null,null,null,null,null,"DS2-09-18","0025025"]
[null,null,null,null,null,null,null,null,null,null,null,null,null,null,"DS2-12"]
[null,null,null,null,null,null,null,null,null,null,null,null,null,null,"DS2-12-4","0025071"]
[null,null,null,null,null,null,null,null,null,null,null,null,null,null,"DS2-12-6","0025072"]
[null,null,null,null,null,null,null,null,null,null,null,null,null,null,"DS2-12-8","0025072"]
[null,null,null,null,null,null,null,null,null,null,null,null,null,null,"DS2-12-10","0025073"]
[null,null,null,null,null,null,null,null,null,null,null,null,null,null,"DS2-12-12","0025073"]
[null,null,null,null,null,null,null,null,null,null,null,null,null,null,"DS2-12-14","0025074"]
[null,null,null,null,null,null,null,null,null,null,null,null,null,null,"DS2-12-16","0025074"]
[null,null,null,null,null,null,null,null,null,null,null,null,null,null,"DS2-12-18","0025075"]
[null,null,null,null,null,null,null,null,null,null,null,null,null,null,"DS3-03"]
[null,null,null,null,null,null,null,null,null,null,null,null,null,null,"DS3-03-4","0025031"]
[null,null,null,null,null,null,null,null,null,null,null,null,null,null,"DS3-03-6","0025032"]
[null,null,null,null,null,null,null,null,null,null,null,null,null,null,"DS3-03-8","0025032"]
[null,null,null,null,null,null,null,null,null,null,null,null,null,null,"DS3-03-10","0025033"]
[null,null,null,null,null,null,null,null,null,null,null,null,null,null,"DS3-03-12","0025033"]
[null,null,null,null,null,null,null,null,null,null,null,null,null,null,"DS3-03-14","0025034"]
[null,null,null,null,null,null,null,null,null,null,null,null,null,null,"DS3-03-16","0025034"]
[null,null,null,null,null,null,null,null,null,null,null,null,null,null,"DS3-03-18","0025035"]
[null,null,null,null,null,null,null,null,null,null,null,null,null,null,"DS3-06"]
[null,null,null,null,null,null,null,null,null,null,null,null,null,null,"DS3-06-4","0025041"]
[null,null,null,null,null,null,null,null,null,null,null,null,null,null,"DS3-06-6","0025042"]
[null,null,null,null,null,null,null,null,null,null,null,null,null,null,"DS3-06-8","0025042"]
[null,null,null,null,null,null,null,null,null,null,null,null,null,null,"DS3-06-10","0025043"]
[null,null,null,null,null,null,null,null,null,null,null,null,null,null,"DS3-06-12","0025043"]
[null,null,null,null,null,null,null,null,null,null,null,null,null,null,"DS3-06-14","0025044"]
[null,null,null,null,null,null,null,null,null,null,null,null,null,null,"DS3-06-16","0025044"]
[null,null,null,null,null,null,null,null,null,null,null,null,null,null,"DS3-06-18","0025045"]
[null,null,null,null,null,null,null,null,null,null,null,null,null,null,"DS3-09"]
[null,null,null,null,null,null,null,null,null,null,null,null,null,null,"DS3-09-4","0025051"]
[null,null,null,null,null,null,null,null,null,null,null,null,null,null,"DS3-09-6","0025052"]
[null,null,null,null,null,null,null,null,null,null,null,null,null,null,"DS3-09-8","0025052"]
[null,null,null,null,null,null,null,null,null,null,null,null,null,null,"DS3-09-10","0025053"]
[null,null,null,null,null,null,null,null,null,null,null,null,null,null,"DS3-09-12","0025053"]
[null,null,null,null,null,null,null,null,null,null,null,null,null,null,"DS3-09-14","0025054"]
[null,null,null,null,null,null,null,null,null,null,null,null,null,null,"DS3-09-16","0025054"]
[null,null,null,null,null,null,null,null,null,null,null,null,null,null,"DS3-09-18","0025055"]
[null,null,null,null,null,null,null,null,null,null,null,null,null,null,"DS3-12"]
[null,null,null,null,null,null,null,null,null,null,null,null,null,null,"DS3-12-4","0025061"]
[null,null,null,null,null,null,null,null,null,null,null,null,null,null,"DS3-12-6","0025062"]
[null,null,null,null,null,null,null,null,null,null,null,null,null,null,"DS3-12-8","0025062"]
[null,null,null,null,null,null,null,null,null,null,null,null,null,null,"DS3-12-10","0025063"]
[null,null,null,null,null,null,null,null,null,null,null,null,null,null,"DS3-12-12","0025063"]
[null,null,null,null,null,null,null,null,null,null,null,null,null,null,"DS3-12-14","0025064"]
[null,null,null,null,null,null,null,null,null,null,null,null,null,null,"DS3-12-16","0025064"]
[null,null,null,null,null,null,null,null,null,null,null,null,null,null,"DS3-12-18","0025065"]

{"sheet":"Données","index":3,"n_rows":257,"n_cols":29,"rows_kept":257,"cut":false,"hidden":true,"merged":[[43,15,43,16],[43,21,43,22],[2,21,2,22],[1,21,1,22],[1,27,1,28],[2,27,2,28],[2,25,2,26],[2,23,2,24],[43,17,43,18],[43,19,43,20],[1,1,1,2],[1,3,1,4],[1,10,1,11],[1,23,1,24],[1,25,1,26]]}
[null,"'9090A19x ou 20x + 808020CD"]
[null,"Panneau /ml",null,"Paire de collecteurs",null,null,null,null,"Manchons","Largeur","Collecteur relevé",null,null,null,null,null,null,null,null,null,"Longueur","Position",null,"Collecteur",null,"Isolant",null,"diamétre"]
[null,"K","N","K","N","Code Cache tube","Quantité de référence dans la sélection","Qté Caches tubes unitaire",null,"[m]","Code travail","Code cache collecteur",null,null,null,"Digit 1/2/3/4","Digit 1","Digit 2","Digit 3","Digit 4","Digit 5","Digit 6",null,"Digit 7",null,"Digit 8",null,"Digit 9"]
["DS18-3-030",1.9330000000000001,1.159,0.39300000000000002,1.216,"9090A161",{"$f":"SUMIF(#REF!,Données!A4,#REF!)","v":{"$error":"#REF!"}},2,3,0.3,"808020CD","9090A191",null,null,"DS18-3-030",{"$f":"+CONCATENATE(Q4,R4,S4,T4)","v":"09G12030"},"09G",1,2,"030",1,1,"FI","N","B5",0,"SANS",0,"Intermédiaire"]
["DS18-3-060",3.2469999999999999,1.157,0.77900000000000003,1.216,"9090A163",{"$f":"SUMIF(#REF!,Données!A5,#REF!)","v":{"$error":"#REF!"}},2,6,0.6,"808020CD","9090A193",null,null,"DS18-3-060",{"$f":"+CONCATENATE(Q5,R5,S5,T5)","v":"09G12060"},"09G",1,2,"060",2,2,"IN","Q","B7",1,"40 mm",1,"1/2''"]
["DS18-3-090",4.4480000000000004,1.173,1.177,1.216,"9090A165",{"$f":"SUMIF(#REF!,Données!A6,#REF!)","v":{"$error":"#REF!"}},2,9,0.9,"808020CD","9090A195",null,null,"DS18-3-090","09G12090","09G",1,2,"090",3,3,"ED","S","D",2,"30 mm",2,"3/4''"]
["DS18-3-120",5.7309999999999999,1.169,1.5820000000000001,1.216,"9090A167",{"$f":"SUMIF(#REF!,Données!A7,#REF!)","v":{"$error":"#REF!"}},4,12,1.2,"808020CD","9090A197",null,null,"DS18-3-120",{"$f":"+CONCATENATE(Q7,R7,S7,T7)","v":"09G12120"},"09G",1,2,120,4,4,"CO","W","G",null,null,3,"1''"]
["DS18-3-150",7.173,1.1639999999999999,1.962,1.216,"9090A169",{"$f":"SUMIF(#REF!,Données!A8,#REF!)","v":{"$error":"#REF!"}},4,15,1.5,"808020CD","9090A199",null,null,"DS18-3-150","09G12150","09G",1,2,150,5,null,null,"M","NH",null,null,4,"1''1/4"]
["DS18-4-030",2.0750000000000002,1.161,0.435,1.2350000000000001,"9090A171",{"$f":"SUMIF(#REF!,Données!A9,#REF!)","v":{"$error":"#REF!"}},2,4,0.3,"808020CD","9090A201",null,null,"DS18-4-030","09G11030","09G",1,1,"030",6,null,null,"P","B6",null,null,3,"indiquer le débit selon NdC"]
["DS18-4-060",3.3540000000000001,1.175,0.86099999999999999,1.2350000000000001,"9090A173",{"$f":"SUMIF(#REF!,Données!A10,#REF!)","v":{"$error":"#REF!"}},2,8,0.6,"808020CD","9090A203",null,null,"DS18-4-060","09G11060","09G",1,1,"060",null,null,null,"R","B8"]
["DS18-4-090",4.569,1.1819999999999999,1.3049999999999999,1.2350000000000001,"9090A175",{"$f":"SUMIF(#REF!,Données!A11,#REF!)","v":{"$error":"#REF!"}},2,12,0.9,"808020CD","9090A205",null,null,"DS18-4-090","09G11090","09G",1,1,"090",null,null,null,"T","D+D"]
["DS18-4-120",5.8520000000000003,1.1819999999999999,1.7569999999999999,1.2350000000000001,"9090A177",{"$f":"SUMIF(#REF!,Données!A12,#REF!)","v":{"$error":"#REF!"}},4,16,1.2,"808020CD","9090A207",null,null,"DS18-4-120","09G11120","09G",1,1,120,null,null,null,"U",56]
["DS18-3-030-perforé",1.9330000000000001,1.159,0.39300000000000002,1.216,"9090A161",{"$f":"SUMIF(#REF!,Données!A13,#REF!)","v":{"$error":"#REF!"}},2,3,0.3,"808020CD","9090A191",null,null,"DS18-3-030-perforé","09F12030","09F",1,2,"030",null,null,null,"V",78]
["DS18-3-060-perforé",3.2469999999999999,1.157,0.77900000000000003,1.216,"9090A163",{"$f":"SUMIF(#REF!,Données!A14,#REF!)","v":{"$error":"#REF!"}},2,6,0.6,"808020CD","9090A193",null,null,"DS18-3-060-perforé","09F12060","09F",1,2,"060"]
["DS18-3-090-perforé",4.4480000000000004,1.173,1.177,1.216,"9090A165",{"$f":"SUMIF(#REF!,Données!A15,#REF!)","v":{"$error":"#REF!"}},2,9,0.9,"808020CD","9090A195",null,null,"DS18-3-090-perforé","09F12090","09F",1,2,"090",null,null,null,null,"Complet"]
["DS28-2-030",1.794,"1,165 ","0,377 ","1,257 ","9090A181",{"$f":"SUMIF(#REF!,Données!A16,#REF!)","v":{"$error":"#REF!"}},2,2,0.3,"808020CD","9090A211",null,null,"DS28-2-030","09G23030","09G",2,3,"030",null,null,null,"S","D"]
["DS28-2-045",2.5139999999999998,"1,156 ","0,567 ","1,257 ","9090A182",{"$f":"SUMIF(#REF!,Données!A17,#REF!)","v":{"$error":"#REF!"}},2,3,0.45,"808020CD","9090A212",null,null,"DS28-2-045","09G23045","09G",2,3,"045",null,null,null,"T","D+D"]
["DS28-2-060","3,09 ","1,165 ","0,747 ","1,257","9090A183",{"$f":"SUMIF(#REF!,Données!A18,#REF!)","v":{"$error":"#REF!"}},2,4,0.6,"808020CD","9090A213",null,null,"DS28-2-060","09G23060","09G",2,3,"060",null,null,null,"U","B"]
["DS28-2-075","3,938 ","1,162 ","0,944 ","1,257","9090A184",{"$f":"SUMIF(#REF!,Données!A19,#REF!)","v":{"$error":"#REF!"}},2,5,0.75,"808020CD","9090A214",null,null,"DS28-2-075","09G23075","09G",2,3,"075",null,null,null,"W","G"]
["DS28-2-090","4,75 ","1,155 ","1,132 ","1,257","9090A185",{"$f":"SUMIF(#REF!,Données!A20,#REF!)","v":{"$error":"#REF!"}},2,6,0.9,"808020CD","9090A215",null,null,"DS28-2-090","09G23090","09G",2,3,"090",null,null,null,"M","NH"]
["DS28-2-105","5,137 ","1,169 ","1,320 ","1,257","9090A186",{"$f":"SUMIF(#REF!,Données!A21,#REF!)","v":{"$error":"#REF!"}},4,7,1.05,"808020CD","9090A216",null,null,"DS28-2-105","09G23105","09G",2,3,105]
["DS28-2-120","5,838 ","1,17 ","1,526 ","1,257","9090A187",{"$f":"SUMIF(#REF!,Données!A22,#REF!)","v":{"$error":"#REF!"}},4,8,1.2,"808020CD","9090A217",null,null,"DS28-2-120","09G23120","09G",2,3,120,null,null,null,null,"First"]
["DS28-2-135","6,472 ","1,17 ","1,698 ","1,257","9090A188",{"$f":"SUMIF(#REF!,Données!A23,#REF!)","v":{"$error":"#REF!"}},4,9,1.35,"808020CD","9090A218",null,null,"DS28-2-135","09G23135","09G",2,3,135,null,null,null,"N","B"]
["DS28-2-150","7,075","1,17","1,887","1,257","9090A189",{"$f":"SUMIF(#REF!,Données!A24,#REF!)","v":{"$error":"#REF!"}},4,10,1.5,"808020CD","9090A219",null,null,"DS28-2-150","09G23150","09G",2,3,150,null,null,null,"S","D"]
["DS28-2-030_SP",1.794,"1,165 ","0,377 ","1,257 ","9090A181",{"$f":"SUMIF(#REF!,Données!A25,#REF!)","v":{"$error":"#REF!"}},2,2,0.3,"808020CD","9090A211",null,null,{"$f":"+O16&\"_SP\"","v":"DS28-2-030_SP"},{"$f":"+CONCATENATE(Q25,R25,S25,T25)","v":"09G33030"},"09G",3,3,"030",null,null,null,"W","G"]
["DS28-2-045_SP",2.5139999999999998,"1,156 ","0,567 ","1,257 ","9090A182",{"$f":"SUMIF(#REF!,Données!A26,#REF!)","v":{"$error":"#REF!"}},2,3,0.45,"808020CD","9090A212",null,null,"DS28-2-045_SP","09G33045","09G",3,3,"045",null,null,null,"M","NH"]
["DS28-2-060_SP","3,09 ","1,165 ","0,747 ","1,257","9090A183",{"$f":"SUMIF(#REF!,Données!A27,#REF!)","v":{"$error":"#REF!"}},2,4,0.6,"808020CD","9090A213",null,null,"DS28-2-060_SP","09G33060","09G",3,3,"060",null,null,null,"S","D+D"]
["DS28-2-075_SP","3,938 ","1,162 ","0,944 ","1,257","9090A184",{"$f":"SUMIF(#REF!,Données!A28,#REF!)","v":{"$error":"#REF!"}},2,5,0.75,"808020CD","9090A214",null,null,"DS28-2-075_SP","09G33075","09G",3,3,"075"]
["DS28-2-090_SP","4,75 ","1,155 ","1,132 ","1,257","9090A185",{"$f":"SUMIF(#REF!,Données!A29,#REF!)","v":{"$error":"#REF!"}},2,6,0.9,"808020CD","9090A215",null,null,"DS28-2-090_SP","09G33090","09G",3,3,"090",null,null,null,null,"Final"]
["DS28-2-105_SP","5,137 ","1,169 ","1,320 ","1,257","9090A186",{"$f":"SUMIF(#REF!,Données!A30,#REF!)","v":{"$error":"#REF!"}},4,7,1.05,"808020CD","9090A216",null,null,"DS28-2-105_SP","09G33105","09G",3,3,105,null,null,null,"P","B"]
["DS28-2-120_SP","5,838 ","1,17 ","1,526 ","1,257","9090A187",{"$f":"SUMIF(#REF!,Données!A31,#REF!)","v":{"$error":"#REF!"}},4,8,1.2,"808020CD","9090A217",null,null,"DS28-2-120_SP","09G33120","09G",3,3,120,null,null,null,"S","D"]
["DS28-2-135_SP","6,472 ","1,17 ","1,698 ","1,257","9090A188",{"$f":"SUMIF(#REF!,Données!A32,#REF!)","v":{"$error":"#REF!"}},4,9,1.35,"808020CD","9090A218",null,null,"DS28-2-135_SP","09G33135","09G",3,3,135,null,null,null,"S","G"]
["DS28-2-150_SP","7,075","1,17","1,887","1,257","9090A189",{"$f":"SUMIF(#REF!,Données!A33,#REF!)","v":{"$error":"#REF!"}},4,10,1.5,"808020CD","9090A219",null,null,"DS28-2-150_SP","09G33150","09G",3,3,150,null,null,null,"M","NH"]
["DS2-03",1.6346000000000001,1.147,0.80167999999999995,1.2033,null,null,2,2,0.3,"808020CD",null,null,null,null,null,null,null,null,null,null,null,null,"T","D+D"]
["DS2-06",2.8546999999999998,1.1518999999999999,1.39832,1.2349000000000001,null,null,4,4,0.6,"808020CD"]
["DS2-09",3.9239999999999999,1.1577,2.2129799999999999,1.2198,null,null,6,6,0.9,"808020CD"]
["DS2-12",5.4314999999999998,1.1489,2.8206199999999999,1.2161,null,null,8,8,1.2,"808020CD"]
["DS3-03",1.7366999999999999,1.1771,0.81147000000000002,1.2221,null,null,2,3,0.3,"808020CD"]
["DS3-06",3.0623999999999998,1.1786000000000001,1.4714700000000001,1.2196,null,null,4,6,0.6,"808020CD"]
["DS3-09",4.4192,1.1807000000000001,2.6046900000000002,1.1849000000000001,null,null,6,9,0.9,"808020CD"]
["DS3-12",5.7424999999999997,1.1757,2.93865,1.2237,null,null,8,12,1.2,"808020CD"]
[]
[]
[null,null,null,null,null,null,null,null,null,null,null,null,null,null,null,"Complet",null,"Entrée",null,"Inter",null,"Final",null,null,"Code RAL","Nom officiel"]
[null,"PULSAR",null,null,null,null,null,null,null,null,null,null,null,null,null,"Qté","long.","Qté","long.","Qté","long.","Qté","long.",null,"RAL 1000","Beige vert",{"$f":"RIGHT(Y45,4)","v":"1000"},{"$f":"Y45&\" \"&Z45","v":"RAL 1000 Beige vert"}]
["DS18303",null,"P","W","R",null,null,null,null,null,null,null,null,null,3,1,3,0,0,0,0,0,0,null,"RAL 1001","Beige",{"$f":"RIGHT(Y46,4)","v":"1001"},{"$f":"Y46&\" \"&Z46","v":"RAL 1001 Beige"}]
["DS18306",0,595,610,{"$f":"C47+60","v":655},null,null,null,null,null,null,null,null,null,4,1,4,0,0,0,0,0,0,null,"RAL 1002","Jaune sable","1002","RAL 1002 Jaune sable"]
["DS18309",1,1195,1234,{"$f":"C48+60","v":1255},null,null,null,null,null,null,null,null,null,5,1,5,0,0,0,0,0,0,null,"RAL 1003","Jaune de sécurité","1003","RAL 1003 Jaune de sécurité"]
["DS18312",2,1795,1858,{"$f":"C49+60","v":1855},null,null,null,null,null,null,null,null,null,6,1,6,0,0,0,0,0,0,null,"RAL 1004","Jaune or","1004","RAL 1004 Jaune or"]
["DS18403",3,2395,2482,{"$f":"C50+60","v":2455},null,null,null,null,null,null,null,null,null,7,0,0,0,0,0,0,1,3,null,"RAL 1005","Jaune miel","1005","RAL 1005 Jaune miel"]
["DS18406",4,2995,3106,{"$f":"C51+60","v":3055},null,null,null,null,null,null,null,null,null,8,0,0,0,0,0,0,1,4,null,"RAL 1006","Jaune maïs","1006","RAL 1006 Jaune maïs"]
["DS18409",null,null,null,null,null,null,null,null,null,null,null,null,null,9,0,0,0,0,0,0,1,5,null,"RAL 1007","Jaune narcisse","1007","RAL 1007 Jaune narcisse"]
["DS18412",null,null,null,null,null,null,null,null,null,null,null,null,null,10,0,0,0,0,0,0,1,6,null,"RAL 1011","Brun beige","1011","RAL 1011 Brun beige"]
[null,null,null,null,null,null,null,null,null,null,null,null,null,null,11,0,0,0,0,0,0,1,5,null,"RAL 1012","Jaune citron","1012","RAL 1012 Jaune citron"]
[null,null,null,null,null,null,null,null,null,null,null,null,null,null,12,0,0,0,0,0,0,1,6,null,"RAL 1013","Blanc perlé","1013","RAL 1013 Blanc perlé"]
[null,null,null,null,null,null,null,null,null,null,null,null,null,null,13,0,0,1,4,1,5,1,4,null,"RAL 1014","Ivoire","1014","RAL 1014 Ivoire"]
[null,null,null,null,null,null,null,null,null,null,null,null,null,null,14,0,0,1,4,1,6,1,4,null,"RAL 1015","Ivoire clair","1015","RAL 1015 Ivoire clair"]
[null,null,null,null,null,null,null,null,null,null,null,null,null,null,15,0,0,1,4,1,5,1,6,null,"RAL 1016","Jaune soufre","1016","RAL 1016 Jaune soufre"]
[null,null,null,null,null,null,null,null,null,null,null,null,null,null,16,0,0,1,4,1,6,1,6,null,"RAL 1017","Jaune safran","1017","RAL 1017 Jaune safran"]
[null,null,null,null,null,null,null,null,null,null,null,null,null,null,17,0,0,1,6,1,5,1,6,null,"RAL 1018","Jaune zinc","1018","RAL 1018 Jaune zinc"]
[null,null,null,null,null,null,null,null,null,null,null,null,null,null,18,0,0,1,6,1,6,1,6,null,"RAL 1019","Beige gris","1019","RAL 1019 Beige gris"]
[null,null,null,null,null,null,null,null,null,null,null,null,null,null,19,0,0,1,4,2,6,1,3,null,"RAL 1020","Jaune olive","1020","RAL 1020 Jaune olive"]
[null,null,null,null,null,null,null,null,null,null,null,null,null,null,20,0,0,1,4,2,6,1,4,null,"RAL 1021","Jaune colza","1021","RAL 1021 Jaune colza"]
[null,null,null,null,null,null,null,null,null,null,null,null,null,null,21,0,0,1,6,2,6,1,3,null,"RAL 1023","Jaune trafic","1023","RAL 1023 Jaune trafic"]
["OPTIONAL","6090141","PRESSFITTING X DS4.1 D 18             ",null,null,null,null,null,null,null,null,null,null,null,22,0,0,1,4,2,6,1,6,null,"RAL 1024","Jaune ocre","1024","RAL 1024 Jaune ocre"]
["OPTIONAL","6090142","PRESSFITTING X DS4.1 D 28             ",null,null,null,null,null,null,null,null,null,null,null,23,0,0,1,6,2,6,1,5,null,"RAL 1026","Jaune fluo","1026","RAL 1026 Jaune fluo"]
["OPTIONAL","9090A001","CAPOT PROTECTION ANTI-BALLON DS 4.1 030 - 1    m",null,null,null,null,null,null,null,null,null,null,null,24,0,0,1,6,2,6,1,6,null,"RAL 1027","Jaune curry","1027","RAL 1027 Jaune curry"]
["OPTIONAL","9090A002","CAPOT PROTECTION ANTI-BALLON DS 4.1 045 - 1    m",null,null,null,null,null,null,null,null,null,null,null,25,0,0,1,4,3,6,1,3,null,"RAL 1028","Jaune melon","1028","RAL 1028 Jaune melon"]
["OPTIONAL","9090A003","CAPOT PROTECTION ANTI-BALLON DS 4.1 060 - 1    m",null,null,null,null,null,null,null,null,null,null,null,26,0,0,1,4,3,6,1,4,null,"RAL 1032","Jaune genêt","1032","RAL 1032 Jaune genêt"]
["OPTIONAL","9090A004","CAPOT PROTECTION ANTI-BALLON DS 4.1 075 - 1    m",null,null,null,null,null,null,null,null,null,null,null,27,0,0,1,6,3,6,1,3,null,"RAL 1033","Jaune dahlia","1033","RAL 1033 Jaune dahlia"]
["OPTIONAL","9090A005","CAPOT PROTECTION ANTI-BALLON DS 4.1 090 - 1    m",null,null,null,null,null,null,null,null,null,null,null,28,0,0,1,4,3,6,1,6,null,"RAL 1034","Jaune pastel","1034","RAL 1034 Jaune pastel"]
["OPTIONAL","9090A006","CAPOT PROTECTION ANTI-BALLON DS 4.1 105 - 1    m",null,null,null,null,null,null,null,null,null,null,null,29,0,0,1,6,3,6,1,5,null,"RAL 1035","Beige perlé","1035","RAL 1035 Beige perlé"]
["OPTIONAL","9090A007","CAPOT PROTECTION ANTI-BALLON DS 4.1 120 - 1    m",null,null,null,null,null,null,null,null,null,null,null,30,0,0,1,6,3,6,1,6,null,"RAL 1036","Or perlé","1036","RAL 1036 Or perlé"]
["OPTIONAL","9090A008","CAPOT PROTECTION ANTI-BALLON DS 4.1 135 - 1    m",null,null,null,null,null,null,null,null,null,null,null,31,0,0,1,4,4,6,1,3,null,"RAL 1037","Jaune soleil","1037","RAL 1037 Jaune soleil"]
["OPTIONAL","9090A009","CAPOT PROTECTION ANTI-BALLON DS 4.1 150 - 1    m",null,null,null,null,null,null,null,null,null,null,null,32,0,0,1,4,4,6,1,4,null,"RAL 2000","Orange jaune","2000","RAL 2000 Orange jaune"]
["OPTIONAL","9090A011","CAPOT PROTECTION ANTI-BALLON DS 4.1 030 - 2    m",null,null,null,null,null,null,null,null,null,null,null,33,0,0,1,6,4,6,1,3,null,"RAL 2001","Orange rouge","2001","RAL 2001 Orange rouge"]
["OPTIONAL","9090A012","CAPOT PROTECTION ANTI-BALLON DS 4.1 045 - 2    m",null,null,null,null,null,null,null,null,null,null,null,34,0,0,1,4,4,6,1,6,null,"RAL 2002","Orange sang","2002","RAL 2002 Orange sang"]
["OPTIONAL","9090A013","CAPOT PROTECTION ANTI-BALLON DS 4.1 060 - 2    m",null,null,null,null,null,null,null,null,null,null,null,35,0,0,1,6,4,6,1,5,null,"RAL 2003","Orange pastel","2003","RAL 2003 Orange pastel"]
["OPTIONAL","9090A014","CAPOT PROTECTION ANTI-BALLON DS 4.1 075 - 2    m",null,null,null,null,null,null,null,null,null,null,null,36,0,0,1,6,4,6,1,6,null,"RAL 2004","Orange pur","2004","RAL 2004 Orange pur"]
["OPTIONAL","9090A015","CAPOT PROTECTION ANTI-BALLON DS 4.1 090 - 2    m",null,null,null,null,null,null,null,null,null,null,null,37,0,0,1,4,5,6,1,3,null,"RAL 2005","Orange fluo","2005","RAL 2005 Orange fluo"]
["OPTIONAL","9090A016","CAPOT PROTECTION ANTI-BALLON DS 4.1 105 - 2    m",null,null,null,null,null,null,null,null,null,null,null,38,0,0,1,4,5,6,1,4,null,"RAL 2007","Orange vif fluo","2007","RAL 2007 Orange vif fluo"]
["OPTIONAL","9090A017","CAPOT PROTECTION ANTI-BALLON DS 4.1 120 - 2    m",null,null,null,null,null,null,null,null,null,null,null,39,0,0,1,6,5,6,1,3,null,"RAL 2008","Orange rouge clair","2008","RAL 2008 Orange rouge clair"]
["OPTIONAL","9090A018","CAPOT PROTECTION ANTI-BALLON DS 4.1 135 - 2    m",null,null,null,null,null,null,null,null,null,null,null,40,0,0,1,4,5,6,1,6,null,"RAL 2009","Orange trafic","2009","RAL 2009 Orange trafic"]
["OPTIONAL","9090A019","CAPOT PROTECTION ANTI-BALLON DS 4.1 150 - 2    m",null,null,null,null,null,null,null,null,null,null,null,41,0,0,1,6,5,6,1,5,null,"RAL 2010","Orange signal","2010","RAL 2010 Orange signal"]
["OPTIONAL","9090A021","CAPOT PROTECTION ANTI-BALLON DS 4.1 030 - 3    m",null,null,null,null,null,null,null,null,null,null,null,42,0,0,1,6,5,6,1,6,null,"RAL 2011","Orange profond","2011","RAL 2011 Orange profond"]
["OPTIONAL","9090A022","CAPOT PROTECTION ANTI-BALLON DS 4.1 045 - 3    m",null,null,null,null,null,null,null,null,null,null,null,43,0,0,1,4,6,6,1,3,null,"RAL 2012","Orange saumon","2012","RAL 2012 Orange saumon"]
["OPTIONAL","9090A023","CAPOT PROTECTION ANTI-BALLON DS 4.1 060 - 3    m",null,null,null,null,null,null,null,null,null,null,null,44,0,0,1,4,6,6,1,4,null,"RAL 2013","Orange perlé","2013","RAL 2013 Orange perlé"]
["OPTIONAL","9090A024","CAPOT PROTECTION ANTI-BALLON DS 4.1 075 - 3    m",null,null,null,null,null,null,null,null,null,null,null,45,0,0,1,6,6,6,1,3,null,"RAL 3000","Rouge feu","3000","RAL 3000 Rouge feu"]
["OPTIONAL","9090A025","CAPOT PROTECTION ANTI-BALLON DS 4.1 090 - 3    m",null,null,null,null,null,null,null,null,null,null,null,46,0,0,1,4,6,6,1,6,null,"RAL 3001","Rouge signal","3001","RAL 3001 Rouge signal"]
["OPTIONAL","9090A026","CAPOT PROTECTION ANTI-BALLON DS 4.1 105 - 3    m",null,null,null,null,null,null,null,null,null,null,null,47,0,0,1,6,6,6,1,5,null,"RAL 3002","Rouge carmin","3002","RAL 3002 Rouge carmin"]
["OPTIONAL","9090A027","CAPOT PROTECTION ANTI-BALLON DS 4.1 120 - 3    m",null,null,null,null,null,null,null,null,null,null,null,48,0,0,1,6,6,6,1,6,null,"RAL 3003","Rouge rubis","3003","RAL 3003 Rouge rubis"]
["OPTIONAL","9090A028","CAPOT PROTECTION ANTI-BALLON DS 4.1 135 - 3    m",null,null,null,null,null,null,null,null,null,null,null,49,0,0,1,4,7,6,1,3,null,"RAL 3004","Rouge pourpre","3004","RAL 3004 Rouge pourpre"]
["OPTIONAL","9090A029","CAPOT PROTECTION ANTI-BALLON DS 4.1 150 - 3    m",null,null,null,null,null,null,null,null,null,null,null,50,0,0,1,4,7,6,1,4,null,"RAL 3005","Rouge vin","3005","RAL 3005 Rouge vin"]
["OPTIONAL","9090A031","CAPOT PROTECTION ANTI-BALLON DS 4.1 030 - 4    m",null,null,null,null,null,null,null,null,null,null,null,{"$f":"+O93+1","v":51},0,0,1,6,7,6,1,3,null,"RAL 3007","Rouge noir","3007","RAL 3007 Rouge noir"]
["OPTIONAL","9090A032","CAPOT PROTECTION ANTI-BALLON DS 4.1 045 - 4    m",null,null,null,null,null,null,null,null,null,null,null,{"$f":"+O94+1","v":52},0,0,1,4,7,6,1,6,null,"RAL 3009","Rouge oxyde","3009","RAL 3009 Rouge oxyde"]
["OPTIONAL","9090A033","CAPOT PROTECTION ANTI-BALLON DS 4.1 060 - 4    m",null,null,null,null,null,null,null,null,null,null,null,53,0,0,1,6,7,6,1,5,null,"RAL 3011","Rouge brun","3011","RAL 3011 Rouge brun"]
["OPTIONAL","9090A034","CAPOT PROTECTION ANTI-BALLON DS 4.1 075 - 4    m",null,null,null,null,null,null,null,null,null,null,null,54,0,0,1,6,7,6,1,6,null,"RAL 3012","Rouge beige","3012","RAL 3012 Rouge beige"]
["OPTIONAL","9090A035","CAPOT PROTECTION ANTI-BALLON DS 4.1 090 - 4    m",null,null,null,null,null,null,null,null,null,null,null,55,0,0,1,4,8,6,1,3,null,"RAL 3013","Rouge tomate","3013","RAL 3013 Rouge tomate"]
["OPTIONAL","9090A036","CAPOT PROTECTION ANTI-BALLON DS 4.1 105 - 4    m",null,null,null,null,null,null,null,null,null,null,null,56,0,0,1,4,8,6,1,4,null,"RAL 3014","Vieux rose","3014","RAL 3014 Vieux rose"]
["OPTIONAL","9090A037","CAPOT PROTECTION ANTI-BALLON DS 4.1 120 - 4    m",null,null,null,null,null,null,null,null,null,null,null,57,0,0,1,6,8,6,1,3,null,"RAL 3015","Rose clair","3015","RAL 3015 Rose clair"]
["OPTIONAL","9090A038","CAPOT PROTECTION ANTI-BALLON DS 4.1 135 - 4    m",null,null,null,null,null,null,null,null,null,null,null,58,0,0,1,4,8,6,1,6,null,"RAL 3016","Rouge corail","3016","RAL 3016 Rouge corail"]
["OPTIONAL","9090A039","CAPOT PROTECTION ANTI-BALLON DS 4.1 150 - 4    m",null,null,null,null,null,null,null,null,null,null,null,59,0,0,1,6,8,6,1,5,null,"RAL 3017","Rose framboise","3017","RAL 3017 Rose framboise"]
["OPTIONAL","9090A041","CAPOT PROTECTION ANTI-BALLON DS 4.1 030 - 5    m",null,null,null,null,null,null,null,null,null,null,null,60,0,0,1,6,8,6,1,6,null,"RAL 3018","Rouge fraise","3018","RAL 3018 Rouge fraise"]
["OPTIONAL","9090A042","CAPOT PROTECTION ANTI-BALLON DS 4.1 045 - 5    m",null,null,null,null,null,null,null,null,null,null,null,61,0,0,1,4,9,6,1,3,null,"RAL 3020","Rouge trafic","3020","RAL 3020 Rouge trafic"]
["OPTIONAL","9090A043","CAPOT PROTECTION ANTI-BALLON DS 4.1 060 - 5    m",null,null,null,null,null,null,null,null,null,null,null,62,0,0,1,4,9,6,1,4,null,"RAL 3022","Rouge saumon","3022","RAL 3022 Rouge saumon"]
["OPTIONAL","9090A044","CAPOT PROTECTION ANTI-BALLON DS 4.1 075 - 5    m",null,null,null,null,null,null,null,null,null,null,null,63,0,0,1,6,9,6,1,3,null,"RAL 3024","Rouge fluo","3024","RAL 3024 Rouge fluo"]
["OPTIONAL","9090A045","CAPOT PROTECTION ANTI-BALLON DS 4.1 090 - 5    m",null,null,null,null,null,null,null,null,null,null,null,64,0,0,1,4,9,6,1,6,null,"RAL 3026","Rouge vif fluo","3026","RAL 3026 Rouge vif fluo"]
["OPTIONAL","9090A046","CAPOT PROTECTION ANTI-BALLON DS 4.1 105 - 5    m",null,null,null,null,null,null,null,null,null,null,null,65,0,0,1,6,9,6,1,5,null,"RAL 3027","Rouge framboise","3027","RAL 3027 Rouge framboise"]
["OPTIONAL","9090A047","CAPOT PROTECTION ANTI-BALLON DS 4.1 120 - 5    m",null,null,null,null,null,null,null,null,null,null,null,66,0,0,1,6,9,6,1,6,null,"RAL 3028","Rouge pur","3028","RAL 3028 Rouge pur"]
["OPTIONAL","9090A048","CAPOT PROTECTION ANTI-BALLON DS 4.1 135 - 5    m",null,null,null,null,null,null,null,null,null,null,null,67,0,0,1,4,10,6,1,3,null,"RAL 3031","Rouge orient",{"$f":"RIGHT(Y110,4)","v":"3031"},{"$f":"Y110&\" \"&Z110","v":"RAL 3031 Rouge orient"}]
["OPTIONAL","9090A049","CAPOT PROTECTION ANTI-BALLON DS 4.1 150 - 5    m",null,null,null,null,null,null,null,null,null,null,null,68,0,0,1,4,10,6,1,4,null,"RAL 3032","Rouge rubis perlé","3032","RAL 3032 Rouge rubis perlé"]
["OPTIONAL","9090A051","CAPOT PROTECTION ANTI-BALLON DS 4.1 030 - 6    m",null,null,null,null,null,null,null,null,null,null,null,69,0,0,1,6,10,6,1,3,null,"RAL 3033","Rouge nacré","3033","RAL 3033 Rouge nacré"]
["OPTIONAL","9090A052","CAPOT PROTECTION ANTI-BALLON DS 4.1 045 - 6    m",null,null,null,null,null,null,null,null,null,null,null,70,0,0,1,4,10,6,1,6,null,"RAL 4001","Lilac rouge","4001","RAL 4001 Lilac rouge"]
["OPTIONAL","9090A053","CAPOT PROTECTION ANTI-BALLON DS 4.1 060 - 6    m",null,null,null,null,null,null,null,null,null,null,null,null,null,null,null,null,null,null,null,null,null,"RAL 4002","Rouge pourpre","4002","RAL 4002 Rouge pourpre"]
["OPTIONAL","9090A054","CAPOT PROTECTION ANTI-BALLON DS 4.1 075 - 6    m",null,null,null,null,null,null,null,null,null,null,null,null,null,null,null,null,null,null,null,null,null,"RAL 4003","Rose bruyère","4003","RAL 4003 Rose bruyère"]
["OPTIONAL","9090A055","CAPOT PROTECTION ANTI-BALLON DS 4.1 090 - 6    m",null,null,null,null,null,null,null,null,null,null,null,null,null,null,null,null,null,null,null,null,null,"RAL 4004","Bordeaux","4004","RAL 4004 Bordeaux"]
["OPTIONAL","9090A056","CAPOT PROTECTION ANTI-BALLON DS 4.1 105 - 6    m",null,null,null,null,null,null,null,null,null,null,null,null,null,null,null,null,null,null,null,null,null,"RAL 4005","Lilac bleu","4005","RAL 4005 Lilac bleu"]
["OPTIONAL","9090A057","CAPOT PROTECTION ANTI-BALLON DS 4.1 120 - 6    m",null,null,null,null,null,null,null,null,null,null,null,null,null,null,null,null,null,null,null,null,null,"RAL 4006","Pourpre trafic","4006","RAL 4006 Pourpre trafic"]
["OPTIONAL","9090A058","CAPOT PROTECTION ANTI-BALLON DS 4.1 135 - 6    m",null,null,null,null,null,null,null,null,null,null,null,null,null,null,null,null,null,null,null,null,null,"RAL 4007","Violet pourpre","4007","RAL 4007 Violet pourpre"]
["OPTIONAL","9090A059","CAPOT PROTECTION ANTI-BALLON DS 4.1 150 - 6    m",null,null,null,null,null,null,null,null,null,null,null,null,null,null,null,null,null,null,null,null,null,"RAL 4008","Violet signal","4008","RAL 4008 Violet signal"]
[null,null,null,null,null,null,null,null,null,null,null,null,null,null,null,null,null,null,null,null,null,null,null,null,"RAL 4009","Violet pastel","4009","RAL 4009 Violet pastel"]
["OPTIONAL","9090A071","JONCTION CAPOT PROTECTION ANTI-BALLON DS 4.1 Larg.  030   ",null,null,null,null,null,null,null,null,null,null,null,null,null,null,null,null,null,null,null,null,null,"RAL 4010","Magenta télécom","4010","RAL 4010 Magenta télécom"]
["OPTIONAL","9090A072","JONCTION CAPOT PROTECTION ANTI-BALLON DS 4.1 Larg.  045   ",null,null,null,null,null,null,null,null,null,null,null,null,null,null,null,null,null,null,null,null,null,"RAL 4011","Violet perlé","4011","RAL 4011 Violet perlé"]
["OPTIONAL","9090A073","JONCTION CAPOT PROTECTION ANTI-BALLON DS 4.1 Larg.  060   ",null,null,null,null,null,null,null,null,null,null,null,null,null,null,null,null,null,null,null,null,null,"RAL 4012","Lilac perlé","4012","RAL 4012 Lilac perlé"]
["OPTIONAL","9090A074","JONCTION CAPOT PROTECTION ANTI-BALLON DS 4.1 Larg.  075   ",null,null,null,null,null,null,null,null,null,null,null,null,null,null,null,null,null,null,null,null,null,"RAL 5000","Bleu violet","5000","RAL 5000 Bleu violet"]
["OPTIONAL","9090A075","JONCTION CAPOT PROTECTION ANTI-BALLON DS 4.1 Larg.  090   ",null,null,null,null,null,null,null,null,null,null,null,null,null,null,null,null,null,null,null,null,null,"RAL 5001","Bleu vert","5001","RAL 5001 Bleu vert"]
["OPTIONAL","9090A076","JONCTION CAPOT PROTECTION ANTI-BALLON DS 4.1 Larg.  105   ",null,null,null,null,null,null,null,null,null,null,null,null,null,null,null,null,null,null,null,null,null,"RAL 5002","Bleu outremer","5002","RAL 5002 Bleu outremer"]
["OPTIONAL","9090A077","JONCTION CAPOT PROTECTION ANTI-BALLON DS 4.1 Larg.  120   ",null,null,null,null,null,null,null,null,null,null,null,null,null,null,null,null,null,null,null,null,null,"RAL 5003","Bleu saphir","5003","RAL 5003 Bleu saphir"]
["OPTIONAL","9090A078","JONCTION CAPOT PROTECTION ANTI-BALLON DS 4.1 Larg.  135   ",null,null,null,null,null,null,null,null,null,null,null,null,null,null,null,null,null,null,null,null,null,"RAL 5004","Bleu noir","5004","RAL 5004 Bleu noir"]
["OPTIONAL","9090A079","JONCTION CAPOT PROTECTION ANTI-BALLON DS 4.1 Larg.  150   ",null,null,null,null,null,null,null,null,null,null,null,null,null,null,null,null,null,null,null,null,null,"RAL 5005","Bleu signal","5005","RAL 5005 Bleu signal"]
[null,null,null,null,null,null,null,null,null,null,null,null,null,null,null,null,null,null,null,null,null,null,null,null,"RAL 5007","Bleu brillant","5007","RAL 5007 Bleu brillant"]
["OPTIONAL","9090A081","KIT APPENSIONE TRAVERSA DS 4.1 030 ",null,null,null,null,null,null,null,null,null,null,null,null,null,null,null,null,null,null,null,null,null,"RAL 5008","Bleu gris","5008","RAL 5008 Bleu gris"]
["OPTIONAL","9090A082","KIT APPENSIONE TRAVERSA DS 4.1 045 ",null,null,null,null,null,null,null,null,null,null,null,null,null,null,null,null,null,null,null,null,null,"RAL 5009","Bleu azur","5009","RAL 5009 Bleu azur"]
["OPTIONAL","9090A083","KIT APPENSIONE TRAVERSA DS 4.1 060 ",null,null,null,null,null,null,null,null,null,null,null,null,null,null,null,null,null,null,null,null,null,"RAL 5010","Bleu gentiane","5010","RAL 5010 Bleu gentiane"]
["OPTIONAL","9090A084","KIT APPENSIONE TRAVERSA DS 4.1 075 ",null,null,null,null,null,null,null,null,null,null,null,null,null,null,null,null,null,null,null,null,null,"RAL 5011","Bleu acier","5011","RAL 5011 Bleu acier"]
["OPTIONAL","9090A085","KIT APPENSIONE TRAVERSA DS 4.1 090 ",null,null,null,null,null,null,null,null,null,null,null,null,null,null,null,null,null,null,null,null,null,"RAL 5012","Bleu clair","5012","RAL 5012 Bleu clair"]
["OPTIONAL","9090A090","KIT GRUPPO SCOSSALINA DS 4.1(1MT L)",null,null,null,null,null,null,null,null,null,null,null,null,null,null,null,null,null,null,null,null,null,"RAL 5013","Bleu cobalt","5013","RAL 5013 Bleu cobalt"]
["OPTIONAL","9090A091","KIT PAN.COPERT.PIANA DS 4.1 030 MT1",null,null,null,null,null,null,null,null,null,null,null,null,null,null,null,null,null,null,null,null,null,"RAL 5014","Bleu pigeon","5014","RAL 5014 Bleu pigeon"]
["OPTIONAL","9090A092","KIT PAN.COPERT.PIANA DS 4.1 045 MT1",null,null,null,null,null,null,null,null,null,null,null,null,null,null,null,null,null,null,null,null,null,"RAL 5015","Bleu ciel","5015","RAL 5015 Bleu ciel"]
["OPTIONAL","9090A093","KIT PAN.COPERT.PIANA DS 4.1 060 MT1",null,null,null,null,null,null,null,null,null,null,null,null,null,null,null,null,null,null,null,null,null,"RAL 5017","Bleu trafic","5017","RAL 5017 Bleu trafic"]
["OPTIONAL","9090A094","KIT PAN.COPERT.PIANA DS 4.1 075 MT1",null,null,null,null,null,null,null,null,null,null,null,null,null,null,null,null,null,null,null,null,null,"RAL 5018","Bleu turquoise","5018","RAL 5018 Bleu turquoise"]
["OPTIONAL","9090A095","KIT PAN.COPERT.PIANA DS 4.1 090 MT1",null,null,null,null,null,null,null,null,null,null,null,null,null,null,null,null,null,null,null,null,null,"RAL 5019","Bleu capri","5019","RAL 5019 Bleu capri"]
["OPTIONAL","9090A096","KIT PAN.COPERT.PIANA DS 4.1 105 MT1",null,null,null,null,null,null,null,null,null,null,null,null,null,null,null,null,null,null,null,null,null,"RAL 5020","Bleu océan","5020","RAL 5020 Bleu océan"]
["OPTIONAL","9090A097","KIT PAN.COPERT.PIANA DS 4.1 120 MT1",null,null,null,null,null,null,null,null,null,null,null,null,null,null,null,null,null,null,null,null,null,"RAL 5021","Bleu eau","5021","RAL 5021 Bleu eau"]
["OPTIONAL","9090A098","KIT PAN.COPERT.PIANA DS 4.1 135 MT1",null,null,null,null,null,null,null,null,null,null,null,null,null,null,null,null,null,null,null,null,null,"RAL 5022","Bleu nuit","5022","RAL 5022 Bleu nuit"]
["OPTIONAL","9090A099","KIT PAN.COPERT.PIANA DS 4.1 150 MT1",null,null,null,null,null,null,null,null,null,null,null,null,null,null,null,null,null,null,null,null,null,"RAL 5023","Bleu distant","5023","RAL 5023 Bleu distant"]
["OPTIONAL","9090A101","KIT PAN.COPERT.PIANA DS 4.1 030 MT2",null,null,null,null,null,null,null,null,null,null,null,null,null,null,null,null,null,null,null,null,null,"RAL 5024","Bleu pastel","5024","RAL 5024 Bleu pastel"]
["OPTIONAL","9090A102","KIT PAN.COPERT.PIANA DS 4.1 045 MT2",null,null,null,null,null,null,null,null,null,null,null,null,null,null,null,null,null,null,null,null,null,"RAL 5025","Bleu perlé","5025","RAL 5025 Bleu perlé"]
["OPTIONAL","9090A103","KIT PAN.COPERT.PIANA DS 4.1 060 MT2",null,null,null,null,null,null,null,null,null,null,null,null,null,null,null,null,null,null,null,null,null,"RAL 5026","Bleu nuit perlé","5026","RAL 5026 Bleu nuit perlé"]
["OPTIONAL","9090A104","KIT PAN.COPERT.PIANA DS 4.1 075 MT2",null,null,null,null,null,null,null,null,null,null,null,null,null,null,null,null,null,null,null,null,null,"RAL 6000","Vert patine","6000","RAL 6000 Vert patine"]
["OPTIONAL","9090A105","KIT PAN.COPERT.PIANA DS 4.1 090 MT2",null,null,null,null,null,null,null,null,null,null,null,null,null,null,null,null,null,null,null,null,null,"RAL 6001","Vert émeraude","6001","RAL 6001 Vert émeraude"]
["OPTIONAL","9090A106","KIT PAN.COPERT.PIANA DS 4.1 105 MT2",null,null,null,null,null,null,null,null,null,null,null,null,null,null,null,null,null,null,null,null,null,"RAL 6002","Vert feuillage","6002","RAL 6002 Vert feuillage"]
["OPTIONAL","9090A107","KIT PAN.COPERT.PIANA DS 4.1 120 MT2",null,null,null,null,null,null,null,null,null,null,null,null,null,null,null,null,null,null,null,null,null,"RAL 6003","Vert olive","6003","RAL 6003 Vert olive"]
["OPTIONAL","9090A108","KIT PAN.COPERT.PIANA DS 4.1 135 MT2",null,null,null,null,null,null,null,null,null,null,null,null,null,null,null,null,null,null,null,null,null,"RAL 6004","Vert bleu","6004","RAL 6004 Vert bleu"]
["OPTIONAL","9090A109","KIT PAN.COPERT.PIANA DS 4.1 150 MT2",null,null,null,null,null,null,null,null,null,null,null,null,null,null,null,null,null,null,null,null,null,"RAL 6005","Vert mousse","6005","RAL 6005 Vert mousse"]
["OPTIONAL","9090A111","KIT PAN.COPERT.PIANA DS 4.1 030 MT3",null,null,null,null,null,null,null,null,null,null,null,null,null,null,null,null,null,null,null,null,null,"RAL 6006","Vert gris olive","6006","RAL 6006 Vert gris olive"]
["OPTIONAL","9090A112","KIT PAN.COPERT.PIANA DS 4.1 045 MT3",null,null,null,null,null,null,null,null,null,null,null,null,null,null,null,null,null,null,null,null,null,"RAL 6007","Vert bouteille","6007","RAL 6007 Vert bouteille"]
["OPTIONAL","9090A113","KIT PAN.COPERT.PIANA DS 4.1 060 MT3",null,null,null,null,null,null,null,null,null,null,null,null,null,null,null,null,null,null,null,null,null,"RAL 6008","Vert brun","6008","RAL 6008 Vert brun"]
["OPTIONAL","9090A114","KIT PAN.COPERT.PIANA DS 4.1 075 MT3",null,null,null,null,null,null,null,null,null,null,null,null,null,null,null,null,null,null,null,null,null,"RAL 6009","Vert sapin","6009","RAL 6009 Vert sapin"]
["OPTIONAL","9090A115","KIT PAN.COPERT.PIANA DS 4.1 090 MT3",null,null,null,null,null,null,null,null,null,null,null,null,null,null,null,null,null,null,null,null,null,"RAL 6010","Vert herbe","6010","RAL 6010 Vert herbe"]
["OPTIONAL","9090A116","KIT PAN.COPERT.PIANA DS 4.1 105 MT3",null,null,null,null,null,null,null,null,null,null,null,null,null,null,null,null,null,null,null,null,null,"RAL 6011","Vert réséda","6011","RAL 6011 Vert réséda"]
["OPTIONAL","9090A117","KIT PAN.COPERT.PIANA DS 4.1 120 MT3",null,null,null,null,null,null,null,null,null,null,null,null,null,null,null,null,null,null,null,null,null,"RAL 6012","Vert noir","6012","RAL 6012 Vert noir"]
["OPTIONAL","9090A118","KIT PAN.COPERT.PIANA DS 4.1 135 MT3",null,null,null,null,null,null,null,null,null,null,null,null,null,null,null,null,null,null,null,null,null,"RAL 6013","Vert jonc","6013","RAL 6013 Vert jonc"]
["OPTIONAL","9090A119","KIT PAN.COPERT.PIANA DS 4.1 150 MT3",null,null,null,null,null,null,null,null,null,null,null,null,null,null,null,null,null,null,null,null,null,"RAL 6014","Brun olive","6014","RAL 6014 Brun olive"]
["OPTIONAL","9090A121","KIT PAN.COPERT.PIANA DS 4.1 030 MT4",null,null,null,null,null,null,null,null,null,null,null,null,null,null,null,null,null,null,null,null,null,"RAL 6015","Noir olive","6015","RAL 6015 Noir olive"]
["OPTIONAL","9090A122","KIT PAN.COPERT.PIANA DS 4.1 045 MT4",null,null,null,null,null,null,null,null,null,null,null,null,null,null,null,null,null,null,null,null,null,"RAL 6016","Vert turquoise","6016","RAL 6016 Vert turquoise"]
["OPTIONAL","9090A123","KIT PAN.COPERT.PIANA DS 4.1 060 MT4",null,null,null,null,null,null,null,null,null,null,null,null,null,null,null,null,null,null,null,null,null,"RAL 6017","Vert mai","6017","RAL 6017 Vert mai"]
["OPTIONAL","9090A124","KIT PAN.COPERT.PIANA DS 4.1 075 MT4",null,null,null,null,null,null,null,null,null,null,null,null,null,null,null,null,null,null,null,null,null,"RAL 6018","Vert jaune","6018","RAL 6018 Vert jaune"]
["OPTIONAL","9090A125","KIT PAN.COPERT.PIANA DS 4.1 090 MT4",null,null,null,null,null,null,null,null,null,null,null,null,null,null,null,null,null,null,null,null,null,"RAL 6019","Vert pastel","6019","RAL 6019 Vert pastel"]
["OPTIONAL","9090A126","KIT PAN.COPERT.PIANA DS 4.1 105 MT4",null,null,null,null,null,null,null,null,null,null,null,null,null,null,null,null,null,null,null,null,null,"RAL 6020","Vert chrome","6020","RAL 6020 Vert chrome"]
["OPTIONAL","9090A127","KIT PAN.COPERT.PIANA DS 4.1 120 MT4",null,null,null,null,null,null,null,null,null,null,null,null,null,null,null,null,null,null,null,null,null,"RAL 6021","Vert pâle","6021","RAL 6021 Vert pâle"]
["OPTIONAL","9090A128","KIT PAN.COPERT.PIANA DS 4.1 135 MT4",null,null,null,null,null,null,null,null,null,null,null,null,null,null,null,null,null,null,null,null,null,"RAL 6022","Brun olive foncé","6022","RAL 6022 Brun olive foncé"]
["OPTIONAL","9090A129","KIT PAN.COPERT.PIANA DS 4.1 150 MT4",null,null,null,null,null,null,null,null,null,null,null,null,null,null,null,null,null,null,null,null,null,"RAL 6024","Vert trafic","6024","RAL 6024 Vert trafic"]
["OPTIONAL","9090A131","KIT PAN.COPERT.PIANA DS 4.1 030 MT5",null,null,null,null,null,null,null,null,null,null,null,null,null,null,null,null,null,null,null,null,null,"RAL 6025","Vert fougère",{"$f":"RIGHT(Y174,4)","v":"6025"},{"$f":"Y174&\" \"&Z174","v":"RAL 6025 Vert fougère"}]
["OPTIONAL","9090A132","KIT PAN.COPERT.PIANA DS 4.1 045 MT5",null,null,null,null,null,null,null,null,null,null,null,null,null,null,null,null,null,null,null,null,null,"RAL 6026","Vert opale","6026","RAL 6026 Vert opale"]
["OPTIONAL","9090A133","KIT PAN.COPERT.PIANA DS 4.1 060 MT5",null,null,null,null,null,null,null,null,null,null,null,null,null,null,null,null,null,null,null,null,null,"RAL 6027","Vert clair","6027","RAL 6027 Vert clair"]
["OPTIONAL","9090A134","KIT PAN.COPERT.PIANA DS 4.1 075 MT5",null,null,null,null,null,null,null,null,null,null,null,null,null,null,null,null,null,null,null,null,null,"RAL 6028","Vert pin","6028","RAL 6028 Vert pin"]
["OPTIONAL","9090A135","KIT PAN.COPERT.PIANA DS 4.1 090 MT5",null,null,null,null,null,null,null,null,null,null,null,null,null,null,null,null,null,null,null,null,null,"RAL 6029","Vert menthe","6029","RAL 6029 Vert menthe"]
["OPTIONAL","9090A136","KIT PAN.COPERT.PIANA DS 4.1 105 MT5",null,null,null,null,null,null,null,null,null,null,null,null,null,null,null,null,null,null,null,null,null,"RAL 6032","Vert signal","6032","RAL 6032 Vert signal"]
["OPTIONAL","9090A137","KIT PAN.COPERT.PIANA DS 4.1 120 MT5",null,null,null,null,null,null,null,null,null,null,null,null,null,null,null,null,null,null,null,null,null,"RAL 6033","Vert menthe pastel","6033","RAL 6033 Vert menthe pastel"]
["OPTIONAL","9090A138","KIT PAN.COPERT.PIANA DS 4.1 135 MT5",null,null,null,null,null,null,null,null,null,null,null,null,null,null,null,null,null,null,null,null,null,"RAL 6034","Vert turquoise pastel","6034","RAL 6034 Vert turquoise pastel"]
["OPTIONAL","9090A139","KIT PAN.COPERT.PIANA DS 4.1 150 MT5",null,null,null,null,null,null,null,null,null,null,null,null,null,null,null,null,null,null,null,null,null,"RAL 6035","Vert perlé","6035","RAL 6035 Vert perlé"]
["OPTIONAL","9090A141","KIT PAN.COPERT.PIANA DS 4.1 030 MT6",null,null,null,null,null,null,null,null,null,null,null,null,null,null,null,null,null,null,null,null,null,"RAL 6036","Vert opale perlé","6036","RAL 6036 Vert opale perlé"]
["OPTIONAL","9090A142","KIT PAN.COPERT.PIANA DS 4.1 045 MT6",null,null,null,null,null,null,null,null,null,null,null,null,null,null,null,null,null,null,null,null,null,"RAL 6037","Vert pur","6037","RAL 6037 Vert pur"]
["OPTIONAL","9090A143","KIT PAN.COPERT.PIANA DS 4.1 060 MT6",null,null,null,null,null,null,null,null,null,null,null,null,null,null,null,null,null,null,null,null,null,"RAL 6038","Vert fluo","6038","RAL 6038 Vert fluo"]
["OPTIONAL","9090A144","KIT PAN.COPERT.PIANA DS 4.1 075 MT6",null,null,null,null,null,null,null,null,null,null,null,null,null,null,null,null,null,null,null,null,null,"RAL 7000","Gris petit-gris","7000","RAL 7000 Gris petit-gris"]
["OPTIONAL","9090A145","KIT PAN.COPERT.PIANA DS 4.1 090 MT6",null,null,null,null,null,null,null,null,null,null,null,null,null,null,null,null,null,null,null,null,null,"RAL 7001","Gris argent","7001","RAL 7001 Gris argent"]
["OPTIONAL","9090A146","KIT PAN.COPERT.PIANA DS 4.1 105 MT6",null,null,null,null,null,null,null,null,null,null,null,null,null,null,null,null,null,null,null,null,null,"RAL 7002","Gris olive","7002","RAL 7002 Gris olive"]
["OPTIONAL","9090A147","KIT PAN.COPERT.PIANA DS 4.1 120 MT6",null,null,null,null,null,null,null,null,null,null,null,null,null,null,null,null,null,null,null,null,null,"RAL 7003","Gris mousse","7003","RAL 7003 Gris mousse"]
["OPTIONAL","9090A148","KIT PAN.COPERT.PIANA DS 4.1 135 MT6",null,null,null,null,null,null,null,null,null,null,null,null,null,null,null,null,null,null,null,null,null,"RAL 7004","Gris signal","7004","RAL 7004 Gris signal"]
["OPTIONAL","9090A149","KIT PAN.COPERT.PIANA DS 4.1 150 MT6",null,null,null,null,null,null,null,null,null,null,null,null,null,null,null,null,null,null,null,null,null,"RAL 7005","Gris souris","7005","RAL 7005 Gris souris"]
["OPTIONAL","9090A151","KIT INT.PAN.COPERT.PIANA DS 4.1 030",null,null,null,null,null,null,null,null,null,null,null,null,null,null,null,null,null,null,null,null,null,"RAL 7006","Gris beige","7006","RAL 7006 Gris beige"]
["OPTIONAL","9090A152","KIT INT.PAN.COPERT.PIANA DS 4.1 045",null,null,null,null,null,null,null,null,null,null,null,null,null,null,null,null,null,null,null,null,null,"RAL 7008","Gris kaki","7008","RAL 7008 Gris kaki"]
["OPTIONAL","9090A153","KIT INT.PAN.COPERT.PIANA DS 4.1 060",null,null,null,null,null,null,null,null,null,null,null,null,null,null,null,null,null,null,null,null,null,"RAL 7009","Gris vert","7009","RAL 7009 Gris vert"]
["OPTIONAL","9090A154","KIT INT.PAN.COPERT.PIANA DS 4.1 075",null,null,null,null,null,null,null,null,null,null,null,null,null,null,null,null,null,null,null,null,null,"RAL 7010","Gris tente","7010","RAL 7010 Gris tente"]
["OPTIONAL","9090A155","KIT INT.PAN.COPERT.PIANA DS 4.1 090",null,null,null,null,null,null,null,null,null,null,null,null,null,null,null,null,null,null,null,null,null,"RAL 7011","Gris fer","7011","RAL 7011 Gris fer"]
["OPTIONAL","9090A156","KIT INT.PAN.COPERT.PIANA DS 4.1 105",null,null,null,null,null,null,null,null,null,null,null,null,null,null,null,null,null,null,null,null,null,"RAL 7012","Gris basalte","7012","RAL 7012 Gris basalte"]
["OPTIONAL","9090A157","KIT INT.PAN.COPERT.PIANA DS 4.1 120",null,null,null,null,null,null,null,null,null,null,null,null,null,null,null,null,null,null,null,null,null,"RAL 7013","Gris brun","7013","RAL 7013 Gris brun"]
["OPTIONAL","9090A158","KIT INT.PAN.COPERT.PIANA DS 4.1 135",null,null,null,null,null,null,null,null,null,null,null,null,null,null,null,null,null,null,null,null,null,"RAL 7015","Gris ardoise","7015","RAL 7015 Gris ardoise"]
["OPTIONAL","9090A159","KIT INT.PAN.COPERT.PIANA DS 4.1 150",null,null,null,null,null,null,null,null,null,null,null,null,null,null,null,null,null,null,null,null,null,"RAL 7016","Gris anthracite","7016","RAL 7016 Gris anthracite"]
[null,null,null,null,null,null,null,null,null,null,null,null,null,null,null,null,null,null,null,null,null,null,null,null,"RAL 7021","Gris noir","7021","RAL 7021 Gris noir"]
["OPTIONAL","9090A161","Cache tubes pour DS18-3-030",null,null,null,null,null,null,null,null,null,null,null,null,null,null,null,null,null,null,null,null,null,"RAL 7022","Gris ombre","7022","RAL 7022 Gris ombre"]
["OPTIONAL","9090A163","Cache tubes pour DS18-3-060",null,null,null,null,null,null,null,null,null,null,null,null,null,null,null,null,null,null,null,null,null,"RAL 7023","Gris béton","7023","RAL 7023 Gris béton"]
["OPTIONAL","9090A165","Cache tubes pour DS18-3-090",null,null,null,null,null,null,null,null,null,null,null,null,null,null,null,null,null,null,null,null,null,"RAL 7024","Gris graphite","7024","RAL 7024 Gris graphite"]
["OPTIONAL","9090A167","Cache tubes pour DS18-3-120",null,null,null,null,null,null,null,null,null,null,null,null,null,null,null,null,null,null,null,null,null,"RAL 7026","Gris granit","7026","RAL 7026 Gris granit"]
["OPTIONAL","9090A169","Cache tubes pour DS18-3-150",null,null,null,null,null,null,null,null,null,null,null,null,null,null,null,null,null,null,null,null,null,"RAL 7030","Gris pierre","7030","RAL 7030 Gris pierre"]
["OPTIONAL","9090A171","Cache tubes pour DS18-4-030",null,null,null,null,null,null,null,null,null,null,null,null,null,null,null,null,null,null,null,null,null,"RAL 7031","Gris bleu","7031","RAL 7031 Gris bleu"]
["OPTIONAL","9090A173","Cache tubes pour DS18-4-060",null,null,null,null,null,null,null,null,null,null,null,null,null,null,null,null,null,null,null,null,null,"RAL 7032","Gris silex","7032","RAL 7032 Gris silex"]
["OPTIONAL","9090A175","Cache tubes pour DS18-4-090",null,null,null,null,null,null,null,null,null,null,null,null,null,null,null,null,null,null,null,null,null,"RAL 7033","Gris ciment","7033","RAL 7033 Gris ciment"]
["OPTIONAL","9090A177","Cache tubes pour DS18-4-120",null,null,null,null,null,null,null,null,null,null,null,null,null,null,null,null,null,null,null,null,null,"RAL 7034","Gris jaune","7034","RAL 7034 Gris jaune"]
["OPTIONAL","9090A181","Cache tubes pour DS28-2-030",null,null,null,null,null,null,null,null,null,null,null,null,null,null,null,null,null,null,null,null,null,"RAL 7035","Gris clair","7035","RAL 7035 Gris clair"]
["OPTIONAL","9090A182","Cache tubes pour DS28-2-045",null,null,null,null,null,null,null,null,null,null,null,null,null,null,null,null,null,null,null,null,null,"RAL 7036","Gris platine","7036","RAL 7036 Gris platine"]
["OPTIONAL","9090A183","Cache tubes pour DS28-2-060",null,null,null,null,null,null,null,null,null,null,null,null,null,null,null,null,null,null,null,null,null,"RAL 7037","Gris poussière","7037","RAL 7037 Gris poussière"]
["OPTIONAL","9090A184","Cache tubes pour DS28-2-075",null,null,null,null,null,null,null,null,null,null,null,null,null,null,null,null,null,null,null,null,null,"RAL 7038","Gris agate","7038","RAL 7038 Gris agate"]
["OPTIONAL","9090A185","Cache tubes pour DS28-2-090",null,null,null,null,null,null,null,null,null,null,null,null,null,null,null,null,null,null,null,null,null,"RAL 7039","Gris quartz","7039","RAL 7039 Gris quartz"]
["OPTIONAL","9090A186","Cache tubes pour DS28-2-105",null,null,null,null,null,null,null,null,null,null,null,null,null,null,null,null,null,null,null,null,null,"RAL 7040","Gris fenêtre","7040","RAL 7040 Gris fenêtre"]
["OPTIONAL","9090A187","Cache tubes pour DS28-2-120",null,null,null,null,null,null,null,null,null,null,null,null,null,null,null,null,null,null,null,null,null,"RAL 7042","Gris signal","7042","RAL 7042 Gris signal"]
["OPTIONAL","9090A188","Cache tubes pour DS28-2-135",null,null,null,null,null,null,null,null,null,null,null,null,null,null,null,null,null,null,null,null,null,"RAL 7043","Gris trafic B","7043","RAL 7043 Gris trafic B"]
["OPTIONAL","9090A189","Cache tubes pour DS28-2-150",null,null,null,null,null,null,null,null,null,null,null,null,null,null,null,null,null,null,null,null,null,"RAL 7044","Gris soie","7044","RAL 7044 Gris soie"]
[null,null,null,null,null,null,null,null,null,null,null,null,null,null,null,null,null,null,null,null,null,null,null,null,"RAL 7045","Gris télégris 1","7045","RAL 7045 Gris télégris 1"]
["OPTIONAL","9090A191","COLLECTEUR RELEVÉ  DS 18-3-030    ",null,null,null,null,"DS18-3-030",null,null,null,null,null,null,null,null,null,null,null,null,null,null,null,null,"RAL 7046","Gris télégris 2","7046","RAL 7046 Gris télégris 2"]
["OPTIONAL","9090A193","COLLECTEUR RELEVÉ  DS 18-6-060    ",null,null,null,null,"DS18-3-060",null,null,null,null,null,null,null,null,null,null,null,null,null,null,null,null,"RAL 7047","Gris télégris 4","7047","RAL 7047 Gris télégris 4"]
["OPTIONAL","9090A195","COLLECTEUR RELEVÉ  DS 18-9-090    ",null,null,null,null,"DS18-3-090",null,null,null,null,null,null,null,null,null,null,null,null,null,null,null,null,"RAL 7048","Gris perlé","7048","RAL 7048 Gris perlé"]
["OPTIONAL","9090A197","COLLECTEUR RELEVÉ  DS 18-12-120   ",null,null,null,null,"DS18-3-120",null,null,null,null,null,null,null,null,null,null,null,null,null,null,null,null,"RAL 8000","Brun vert","8000","RAL 8000 Brun vert"]
["OPTIONAL","9090A199","COLLECTEUR RELEVÉ  DS 18-15-150   ",null,null,null,null,"DS18-3-150",null,null,null,null,null,null,null,null,null,null,null,null,null,null,null,null,"RAL 8001","Brun ocre","8001","RAL 8001 Brun ocre"]
["OPTIONAL","9090A201","COLLECTEUR RELEVÉ  DS 18-4-030    ",null,null,null,null,"DS18-4-030",null,null,null,null,null,null,null,null,null,null,null,null,null,null,null,null,"RAL 8002","Brun terre","8002","RAL 8002 Brun terre"]
["OPTIONAL","9090A203","COLLECTEUR RELEVÉ  DS 18-8-060    ",null,null,null,null,"DS18-4-060",null,null,null,null,null,null,null,null,null,null,null,null,null,null,null,null,"RAL 8003","Brun sépia","8003","RAL 8003 Brun sépia"]
["OPTIONAL","9090A205","COLLECTEUR RELEVÉ  DS 18-12-090   ",null,null,null,null,"DS18-4-090",null,null,null,null,null,null,null,null,null,null,null,null,null,null,null,null,"RAL 8004","Brun cuivre","8004","RAL 8004 Brun cuivre"]
["OPTIONAL","9090A207","COLLECTEUR RELEVÉ  DS 18-16-120   ",null,null,null,null,"DS18-4-120",null,null,null,null,null,null,null,null,null,null,null,null,null,null,null,null,"RAL 8007","Brun fauve","8007","RAL 8007 Brun fauve"]
["OPTIONAL","9090A211","COLLECTEUR RELEVÉ  DS 28-2-030    ",null,null,null,null,"DS28-2-030",null,null,null,null,null,null,null,null,null,null,null,null,null,null,null,null,"RAL 8008","Brun olive","8008","RAL 8008 Brun olive"]
["OPTIONAL","9090A212","COLLECTEUR RELEVÉ  DS 28-3-045    ",null,null,null,null,"DS28-2-045",null,null,null,null,null,null,null,null,null,null,null,null,null,null,null,null,"RAL 8011","Brun noisette","8011","RAL 8011 Brun noisette"]
["OPTIONAL","9090A213","COLLECTEUR RELEVÉ  DS 28-4-060    ",null,null,null,null,"DS28-2-060",null,null,null,null,null,null,null,null,null,null,null,null,null,null,null,null,"RAL 8012","Brun rouge","8012","RAL 8012 Brun rouge"]
["OPTIONAL","9090A214","COLLECTEUR RELEVÉ  DS 28-5-075    ",null,null,null,null,"DS28-2-075",null,null,null,null,null,null,null,null,null,null,null,null,null,null,null,null,"RAL 8014","Brun sépia foncé","8014","RAL 8014 Brun sépia foncé"]
["OPTIONAL","9090A215","COLLECTEUR RELEVÉ  DS 28-6-090    ",null,null,null,null,"DS28-2-090",null,null,null,null,null,null,null,null,null,null,null,null,null,null,null,null,"RAL 8015","Brun marron","8015","RAL 8015 Brun marron"]
["OPTIONAL","9090A216","COLLECTEUR RELEVÉ  DS 28-7-105    ",null,null,null,null,"DS28-2-105",null,null,null,null,null,null,null,null,null,null,null,null,null,null,null,null,"RAL 8016","Brun acajou","8016","RAL 8016 Brun acajou"]
["OPTIONAL","9090A217","COLLECTEUR RELEVÉ  DS 28-8-120    ",null,null,null,null,"DS28-2-120",null,null,null,null,null,null,null,null,null,null,null,null,null,null,null,null,"RAL 8017","Brun chocolat","8017","RAL 8017 Brun chocolat"]
["OPTIONAL","9090A218","COLLECTEUR RELEVÉ  DS 28-9-135    ",null,null,null,null,"DS28-2-135",null,null,null,null,null,null,null,null,null,null,null,null,null,null,null,null,"RAL 8019","Brun gris","8019","RAL 8019 Brun gris"]
["OPTIONAL","9090A219","COLLECTEUR RELEVÉ  DS 28-10-150   ",null,null,null,null,"DS28-2-150",null,null,null,null,null,null,null,null,null,null,null,null,null,null,null,null,"RAL 8022","Noir brun",{"$f":"RIGHT(Y238,4)","v":"8022"},{"$f":"Y238&\" \"&Z238","v":"RAL 8022 Noir brun"}]
[null,null,null,null,null,null,null,null,null,null,null,null,null,null,null,null,null,null,null,null,null,null,null,null,"RAL 8023","Orange orangé","8023","RAL 8023 Orange orangé"]
[null,null,null,null,null,null,null,null,null,null,null,null,null,null,null,null,null,null,null,null,null,null,null,null,"RAL 8024","Brun beige","8024","RAL 8024 Brun beige"]
["DS282030","PANNEAU RAYONNANT DS28-2-030 > 6 ml","PRODUITS FINIS","DS","DS-ST28",282030,null,null,null,null,null,null,null,null,null,null,null,null,null,null,null,null,null,null,"RAL 8025","Brun pâle","8025","RAL 8025 Brun pâle"]
["DS282045","PANNEAU RAYONNANT DS28-2-045 > 6 ml","PRODUITS FINIS","DS","DS-ST28",282045,null,null,null,null,null,null,null,null,null,null,null,null,null,null,null,null,null,null,"RAL 8028","Brun terre foncé","8028","RAL 8028 Brun terre foncé"]
["DS282060","PANNEAU RAYONNANT DS28-2-060 > 6 ml","PRODUITS FINIS","DS","DS-ST28",282060,null,null,null,null,null,null,null,null,null,null,null,null,null,null,null,null,null,null,"RAL 8029","Cuivre perlé","8029","RAL 8029 Cuivre perlé"]
["DS282075","PANNEAU RAYONNANT DS28-2-075 > 6 ml","PRODUITS FINIS","DS","DS-ST28",282075,null,null,null,null,null,null,null,null,null,null,null,null,null,null,null,null,null,null,"RAL 9001","Blanc crème","9001","RAL 9001 Blanc crème"]
["DS282090","PANNEAU RAYONNANT DS28-2-090 > 6 ml","PRODUITS FINIS","DS","DS-ST28",282090,null,null,null,null,null,null,null,null,null,null,null,null,null,null,null,null,null,null,"RAL 9002","Blanc gris","9002","RAL 9002 Blanc gris"]
["DS282105","PANNEAU RAYONNANT DS28-2-105 > 6 ml","PRODUITS FINIS","DS","DS-ST28",282105,null,null,null,null,null,null,null,null,null,null,null,null,null,null,null,null,null,null,"RAL 9003","Blanc signal","9003","RAL 9003 Blanc signal"]
["DS282120","PANNEAU RAYONNANT DS28-2-120 > 6 ml","PRODUITS FINIS","DS","DS-ST28",282120,null,null,null,null,null,null,null,null,null,null,null,null,null,null,null,null,null,null,"RAL 9004","Noir signal","9004","RAL 9004 Noir signal"]
["DS282135","PANNEAU RAYONNANT DS28-2-135 > 6 ml","PRODUITS FINIS","DS","DS-ST28",282135,null,null,null,null,null,null,null,null,null,null,null,null,null,null,null,null,null,null,"RAL 9005","Noir foncé","9005","RAL 9005 Noir foncé"]
["DS282150","PANNEAU RAYONNANT DS28-2-150 > 6 ml","PRODUITS FINIS","DS","DS-ST28",282150,null,null,null,null,null,null,null,null,null,null,null,null,null,null,null,null,null,null,"RAL 9006","Aluminium blanc","9006","RAL 9006 Aluminium blanc"]
[null,null,null,null,null,null,null,null,null,null,null,null,null,null,null,null,null,null,null,null,null,null,null,null,"RAL 9007","Aluminium gris","9007","RAL 9007 Aluminium gris"]
[null,null,null,null,null,null,null,null,null,null,null,null,null,null,null,null,null,null,null,null,null,null,null,null,"RAL 9010","Blanc pur","9010","RAL 9010 Blanc pur"]
[null,null,null,null,null,null,null,null,null,null,null,null,null,null,null,null,null,null,null,null,null,null,null,null,"RAL 9011","Noir graphite","9011","RAL 9011 Noir graphite"]
[null,null,null,null,null,null,null,null,null,null,null,null,null,null,null,null,null,null,null,null,null,null,null,null,"RAL 9016","Blanc trafic","9016","RAL 9016 Blanc trafic"]
[null,null,null,null,null,null,null,null,null,null,null,null,null,null,null,null,null,null,null,null,null,null,null,null,"RAL 9017","Noir trafic","9017","RAL 9017 Noir trafic"]
[null,null,null,null,null,null,null,null,null,null,null,null,null,null,null,null,null,null,null,null,null,null,null,null,"RAL 9018","Blanc papyrus","9018","RAL 9018 Blanc papyrus"]
[null,null,null,null,null,null,null,null,null,null,null,null,null,null,null,null,null,null,null,null,null,null,null,null,"RAL 9022","Gris clair perlé","9022","RAL 9022 Gris clair perlé"]
[null,null,null,null,null,null,null,null,null,null,null,null,null,null,null,null,null,null,null,null,null,null,null,null,"RAL 9023","Gris foncé perlé","9023","RAL 9023 Gris foncé perlé"]

{"sheet":"PULS_Calcul","index":4,"n_rows":452,"n_cols":32,"rows_kept":452,"cut":false,"hidden":false,"merged":[[29,5,30,5],[331,22,331,29],[29,8,30,8],[324,22,324,29],[29,25,29,27],[29,10,30,10],[29,28,30,28],[29,12,30,12],[29,24,30,24],[13,10,13,11],[15,10,15,11],[29,11,30,11],[29,4,30,4],[29,13,30,13],[23,10,23,11],[18,1,18,6],[18,9,18,10],[19,9,19,10],[24,0,25,9],[29,0,30,0],[29,6,30,6],[29,9,30,9],[29,7,30,7],[29,1,30,1],[29,2,30,3]]}
[]
[{"$f":"\"Entreprise : \"&Home!$A$15","v":"Entreprise :  "},null,null,null,null,null,null,null,null,null,null,null,null,null,null,null,null,null,"POIDS EN CHARGE",null,null,null,null,null,{"$f":"IF(OR($L$19<15,$L$20<15),\"Impossible - Température de rosée ≈ 15°C\",IF($L$19<30,\"Panneaux en mode rafraîchissement selon EN 14037-4\",IF($L$20<=25,\"Régime d'eau inadapté !\",IF($L$19>90,\"Impossible - Température maximale de fonctionnement = 90°C\",IF($L$19>=30,\"Panneaux en mode chauffage\",\"\")))))","v":"Panneaux en mode chauffage"},null,"Panneaux en mode chauffage"]
[{"$f":"\"À l'attention de : \"&Home!$A$16","v":"À l'attention de :  "},null,null,null,null,null,null,null,null,null,null,null,null,null,null,null,null,null,null,0,1,2,3,4,"Panneaux en mode rafraîchissement suivant EN 14240",null,"Panneaux en mode rafraîchissement suivant EN 14037-4"]
[{"$f":"\"Projet : \"&Home!$A$17","v":"Projet :  "},null,null,null,null,null,null,null,null,null,null,null,null,null,null,null,null,null,"P",6.5,13.9,20.9,27.8,34.799999999999997,null,null,"Panneaux en mode rafraîchissement suivant EN 14240"]
[{"$f":"\"Devis # : \"&Home!$A$18","v":"Devis # :  "},null,null,null,null,null,null,null,null,null,null,null,null,null,null,null,null,null,"PS",6.5,13.9,20.9,27.8,34.799999999999997]
[null,null,null,null,null,null,null,null,null,null,null,null,null,null,null,null,null,null,"PS.",6.5,13.9,20.9,27.8,34.799999999999997]
[null,null,null,null,null,null,null,null,null,null,null,null,null,null,null,null,null,null,"PA",6.5,13.9,20.9,27.8,34.799999999999997]
[null,null,null,null,null,null,null,null,null,null,null,null,null,null,null,null,null,null,"PB",6.5,13.9,20.9,27.8,34.799999999999997]
[null,null,null,null,null,null,null,null,null,null,null,null,null,null,null,null,null,null,"W",6.5,13.9,20.9,27.8,34.799999999999997]
[null,null,null,null,null,null,null,null,null,null,null,null,null,null,null,null,null,null,"WS",6.5,13.9,20.9,27.8,34.799999999999997]
[null,null,null,null,null,null,null,null,null,null,null,null,null,null,null,null,null,null,"WS.",6.5,13.9,20.9,27.8,34.799999999999997]
[null,null,null,null,null,null,null,null,null,null,null,null,null,null,null,null,null,null,"WA",6.5,13.9,20.9,27.8,34.799999999999997]
[null,null,null,null,null,null,null,null,null,null,null,null,null,null,null,null,null,null,"WB",6.5,13.9,20.9,27.8,34.799999999999997]
[null,null,null,null,null,null,null,null,null,null,null,null,null,null,null,null,null,null,"R",7.7,15,22.5,29.9,37.4]
[null,null,null,null,null,null,null,null,null,null,null,null,null,null,null,null,null,null,"RA",7.7,15,22.5,29.9,37.4]
[null,null,null,null,null,null,null,null,null,null,null,null,null,null,null,null,null,null,"RB",7.7,15,22.5,29.9,37.4]
[]
[{"$f":"\"Date : \"&Home!$A$19","v":"Date :  "},null,null,null,null,null,null,null,null,null,null,"Conditions de sélection:"]
[{"$f":"\"Réalisé par : \"&Home!$A$20","v":"Réalisé par :  "},null,null,null,null,null,null,null,null,"Température de départ",null,60]
[null,null,null,null,null,null,null,null,null,"Température de retour",null,50]
[null,null,null,null,null,null,null,null,null,null,null,"*Hypothèse de calcul à valider par vos soins"]
[]
[null,null,null,null,null,null,null,null,null,null,null,{"$f":"IF(OR($L$19<15,$L$20<15),\"Impossible - Température de rosée ≈ 15°C\",IF($L$19<30,\"Panneaux en mode rafraîchissement suivant EN 14240\",IF($L$20<=25,\"Régime d'eau inadapté !\",IF($L$19>90,\"Impossible - Température maximale de fonctionnement = 90°C\",IF($L$19>=30,\"Panneaux en mode chauffage\",\"\")))))","v":"Panneaux en mode chauffage"}]
[null,null,null,null,null,null,null,null,null,null,"Montage en faux plafond"]
[]
[]
[]
["(*) Dans le cas de panneaux raccordés en série, il s'agit de la puissance totale de l'ensemble de la ligne de panneaux",null,null,null,null,null,null,null,null,null,null,null,null,null,null,null,null,null,null,null,null,null,"Débit mini","T° moy"]
[null,null,null,null,null,null,null,null,null,null,null,null,null,null,null,null,null,null,null,null,null,null,{"$f":"IF(L20>25,ROUND((0.0039*L20*L20-0.9895*L20+86.409),0),VLOOKUP(L19,$Z$352:$AA$362,2,FALSE))","v":47},{"$f":"+AVERAGE(L19:L20)","v":55}]
["Description","Nb","Type\nP - W - R\n0 1 2 3 4",null,"Long.\nmm","Poids en charge","Temp.\namb.","Puissance\nW/ml","Puiss. Unitaire Panneau","Puiss.\nTotale\nLigne (*)","Débit par panneau (ou ligne)","PdC\npanneau\n(ou ligne)\n[kPa]","Puissance\nréelle","Calcul puissance froide",null,null,null,null,null,null,null,null,null,null,"Puiss.\nTotale\nLigne (*)","Débit panneau (ou ligne)",null,null,"PdC\npanneau\n(ou ligne)"]
[null,null,null,null,null,null,null,null,null,null,null,null,null,null,null,null,null,null,null,null,null,null,"1=Normal",null,null,"Théorique","Mini","Retenu",null,"Vitesse","Δps - singulaire","Δps - linéaire"]
[{"$f":"\"Régime d'eau : \"&L19&\"/\"&L20&\" > Tmoy = \"&((L19+L20)/2)&\"°C - \"&IF(OR($L$19<35,$L$20<35),\"\",\"Hauteur minimale d'installation conseillée : \"&TEXT(AVERAGE(L19,L20)*0.02+1.5,\"0,00\")&\" m\")&\" - débit turbulent = \"&W29&\" L/h\"","v":"Régime d'eau : 60/50 > Tmoy = 55°C - Hauteur minimale d'installation conseillée : 2,60 m - débit turbulent = 47 L/h"},null,null,null,null,null,null,null,null,null,null,null,null,null,null,null,null,null,null,null,null,null,"2=Série"]
[null,null,null,null,{"$f":"IF(D33<>\"\",IF(LEFT(C33,1)=\"P\",VLOOKUP(D33,Données!$B$46:$E$51,2,FALSE),IF(LEFT(C33,1)=\"W\",VLOOKUP(D33,Données!$B$46:$E$51,3,FALSE),IF(LEFT(C33,1)=\"R\",VLOOKUP(D33,Données!$B$46:$E$51,4,FALSE),\"/\"))),\"\")","v":""},{"$f":"IF(D33<>\"\",HLOOKUP(D33,$S$3:$X$16,MATCH(C33,$S$3:$S$16,0),FALSE),\"\")","v":""},null,{"$f":"IF(AND(NOT(ISBLANK(B33)),OR($L$19>90,MIN($L$19:$L$20)<15)),\"-\",IF(G33=0,\"\",IF($L$19>25,3.28086*POWER(AVERAGE($L$19:$L$20)-G33,1.1536),N33)))","v":""},{"$f":"IF(H33=\"-\",\"-\",IF(G33=0,\"\",VLOOKUP(D33,$W$342:$X$346,2,0)*H33))","v":""},{"$f":"IF(I33=\"-\",\"-\",IF(W33=0,\"\",IF(W33=1,Y33,IF(W33=2,\"\"))))","v":""},{"$f":"IF(J33=\"-\",\"-\",IF(W33=1,Z33,\"\"))","v":""},{"$f":"IF(K33=\"-\",\"-\",IF(W33=0,0,IF(W33=1,ROUND(AC33,2),IF(W33=2,0))))","v":0},{"$f":"+IF(K33=\"\",\"\",IF(K33<$W$29,J33*0.95,J33))","v":""},{"$f":"IF(G33=\"\",\"\",IF($L$23=\"Panneaux en mode rafraîchissement suivant EN 14240\",(5.7091*(G33-AVERAGE($L$19:$L$20))-5.1818)*1.45,IF($K$24=\"Montage en faux plafond\",(5.7091*(G33-AVERAGE($L$19:$L$20))-5.1818),IF($K$24=\"Montage apparent\",(7.5455*(G33-AVERAGE($L$19:$L$20))-5.1818),\"\"))))","v":""}]
[null,null,null,null,{"$f":"IF(D34<>\"\",IF(LEFT(C34,1)=\"P\",VLOOKUP(D34,Données!$B$46:$E$51,2,FALSE),IF(LEFT(C34,1)=\"W\",VLOOKUP(D34,Données!$B$46:$E$51,3,FALSE),IF(LEFT(C34,1)=\"R\",VLOOKUP(D34,Données!$B$46:$E$51,4,FALSE),\"/\"))),\"\")","v":""},"",null,"","","","",{"$f":"IF(K34=\"-\",\"-\",IF(W34=0,0,IF(W34=1,ROUND(AC34,2),IF(W34=2,0))))","v":0},{"$f":"+IF(K34=\"\",\"\",IF(K34<$W$29,J34*0.95,J34))","v":""},"",null,null,null,null,null,null,null,null,{"$f":"IF(OR(C34=\"PA\",C34=\"PB\",C34=\"WA\",C34=\"WB\",C34=\"RA\",C34=\"RB\",C34=\"PS\",C34=\"WS\"),2,IF(OR(C34=\"P\",C34=\"W\",C34=\"R\"),1,0))","v":0},{"$f":"IF(W35=0,0,IF(W35=2,1,0))","v":0},{"$f":"IF(AND(W34=0,X34=0),0,IF(X34=0,I34*B34,IF(X34=1,I34*B34+Y35,0)))","v":0},{"$f":"IF(W34=2,Z33,IF(W34=0,\"\",IF(W34=1,IF($L$19>29,J34/($L$19-$L$20)/1.16,IF($L$19<29,J34/($L$20-$L$19)/1.16,\"\")))))","v":""},{"$f":"IF(W34=0,\"\",IF(W34=1,$W$29,IF(W34=2,AA33)))","v":""},{"$f":"IF(MAX(Z34,AA34)=0,\"\",MAX(Z34,AA34))","v":""},{"$f":"IF(AND(W34=0,X34=0),0,IF(X34=0,AE34+AF34,IF(X34=1,AC35+AE34+AF34,0)))","v":0},{"$f":"IF(Z34=\"\",0,IF(OR(Z34=0,Z34=\"\"),0,(Z34/1000/3600)/(PI()*POWER((0.0126/2),2))))","v":0},{"$f":"($Z$329*($X$349*(POWER(AD34,2)))/2)/1000","v":0},{"$f":"(($W$336/$W$339)*(($X$349*(POWER(AD34,2)))/2)*(VLOOKUP(D34,$W$342:$X$346,2,0)*6*B34))/1000","v":0}]
[null,null,null,null,{"$f":"IF(D35<>\"\",IF(LEFT(C35,1)=\"P\",VLOOKUP(D35,Données!$B$46:$E$51,2,FALSE),IF(LEFT(C35,1)=\"W\",VLOOKUP(D35,Données!$B$46:$E$51,3,FALSE),IF(LEFT(C35,1)=\"R\",VLOOKUP(D35,Données!$B$46:$E$51,4,FALSE),\"/\"))),\"\")","v":""},{"$f":"IF(D35<>\"\",HLOOKUP(D35,$S$3:$X$16,MATCH(C35,$S$3:$S$16,0),FALSE),\"\")","v":""},null,"","","","",0,{"$f":"+IF(K35=\"\",\"\",IF(K35<$W$29,J35*0.95,J35))","v":""},"",null,null,null,null,null,null,null,null,0,{"$f":"IF(W36=0,0,IF(W36=2,1,0))","v":0},0,"",{"$f":"IF(W35=0,\"\",IF(W35=1,$W$29,IF(W35=2,AA34)))","v":""},{"$f":"IF(MAX(Z35,AA35)=0,\"\",MAX(Z35,AA35))","v":""},{"$f":"IF(AND(W35=0,X35=0),0,IF(X35=0,AE35+AF35,IF(X35=1,AC36+AE35+AF35,0)))","v":0},{"$f":"IF(Z35=\"\",0,IF(OR(Z35=0,Z35=\"\"),0,(Z35/1000/3600)/(PI()*POWER((0.0126/2),2))))","v":0},{"$f":"($Z$329*($X$349*(POWER(AD35,2)))/2)/1000","v":0},0]
[null,null,null,null,{"$f":"IF(D36<>\"\",IF(LEFT(C36,1)=\"P\",VLOOKUP(D36,Données!$B$46:$E$51,2,FALSE),IF(LEFT(C36,1)=\"W\",VLOOKUP(D36,Données!$B$46:$E$51,3,FALSE),IF(LEFT(C36,1)=\"R\",VLOOKUP(D36,Données!$B$46:$E$51,4,FALSE),\"/\"))),\"\")","v":""},{"$f":"IF(D36<>\"\",HLOOKUP(D36,$S$3:$X$16,MATCH(C36,$S$3:$S$16,0),FALSE),\"\")","v":""},null,"","","","",0,"","",null,null,null,null,null,null,null,null,0,0,0,"","","",0,0,0,0]
[null,null,null,null,{"$f":"IF(D37<>\"\",IF(LEFT(C37,1)=\"P\",VLOOKUP(D37,Données!$B$46:$E$51,2,FALSE),IF(LEFT(C37,1)=\"W\",VLOOKUP(D37,Données!$B$46:$E$51,3,FALSE),IF(LEFT(C37,1)=\"R\",VLOOKUP(D37,Données!$B$46:$E$51,4,FALSE),\"/\"))),\"\")","v":""},"",null,"","","","",0,"","",null,null,null,null,null,null,null,null,0,0,0,"","","",0,0,0,0]
[null,null,null,null,{"$f":"IF(D38<>\"\",IF(LEFT(C38,1)=\"P\",VLOOKUP(D38,Données!$B$46:$E$51,2,FALSE),IF(LEFT(C38,1)=\"W\",VLOOKUP(D38,Données!$B$46:$E$51,3,FALSE),IF(LEFT(C38,1)=\"R\",VLOOKUP(D38,Données!$B$46:$E$51,4,FALSE),\"/\"))),\"\")","v":""},"",null,"","","","",0,"","",null,null,null,null,null,null,null,null,0,0,0,"","","",0,0,0,0]
[null,null,null,null,{"$f":"IF(D39<>\"\",IF(LEFT(C39,1)=\"P\",VLOOKUP(D39,Données!$B$46:$E$51,2,FALSE),IF(LEFT(C39,1)=\"W\",VLOOKUP(D39,Données!$B$46:$E$51,3,FALSE),IF(LEFT(C39,1)=\"R\",VLOOKUP(D39,Données!$B$46:$E$51,4,FALSE),\"/\"))),\"\")","v":""},"",null,"","","","",0,"","",null,null,null,null,null,null,null,null,0,0,0,"","","",0,0,0,0]
[null,null,null,null,{"$f":"IF(D40<>\"\",IF(LEFT(C40,1)=\"P\",VLOOKUP(D40,Données!$B$46:$E$51,2,FALSE),IF(LEFT(C40,1)=\"W\",VLOOKUP(D40,Données!$B$46:$E$51,3,FALSE),IF(LEFT(C40,1)=\"R\",VLOOKUP(D40,Données!$B$46:$E$51,4,FALSE),\"/\"))),\"\")","v":""},"",null,"","","","",0,"","",null,null,null,null,null,null,null,null,0,0,0,"","","",0,0,0,0]
[null,null,null,null,{"$f":"IF(D41<>\"\",IF(LEFT(C41,1)=\"P\",VLOOKUP(D41,Données!$B$46:$E$51,2,FALSE),IF(LEFT(C41,1)=\"W\",VLOOKUP(D41,Données!$B$46:$E$51,3,FALSE),IF(LEFT(C41,1)=\"R\",VLOOKUP(D41,Données!$B$46:$E$51,4,FALSE),\"/\"))),\"\")","v":""},"",null,"","","","",0,"","",null,null,null,null,null,null,null,null,0,{"$f":"IF(W42=0,0,IF(W42=2,1,0))","v":0},0,"",{"$f":"IF(W41=0,\"\",IF(W41=1,$W$29,IF(W41=2,AA40)))","v":""},{"$f":"IF(MAX(Z41,AA41)=0,\"\",MAX(Z41,AA41))","v":""},{"$f":"IF(AND(W41=0,X41=0),0,IF(X41=0,AE41+AF41,IF(X41=1,AC42+AE41+AF41,0)))","v":0},0,0,0]
[null,null,null,null,{"$f":"IF(D42<>\"\",IF(LEFT(C42,1)=\"P\",VLOOKUP(D42,Données!$B$46:$E$51,2,FALSE),IF(LEFT(C42,1)=\"W\",VLOOKUP(D42,Données!$B$46:$E$51,3,FALSE),IF(LEFT(C42,1)=\"R\",VLOOKUP(D42,Données!$B$46:$E$51,4,FALSE),\"/\"))),\"\")","v":""},"",null,"","","","",0,"","",null,null,null,null,null,null,null,null,0,{"$f":"IF(W43=0,0,IF(W43=2,1,0))","v":0},0,"",{"$f":"IF(W42=0,\"\",IF(W42=1,$W$29,IF(W42=2,AA41)))","v":""},{"$f":"IF(MAX(Z42,AA42)=0,\"\",MAX(Z42,AA42))","v":""},{"$f":"IF(AND(W42=0,X42=0),0,IF(X42=0,AE42+AF42,IF(X42=1,AC43+AE42+AF42,0)))","v":0},0,0,0]
[null,null,null,null,{"$f":"IF(D43<>\"\",IF(LEFT(C43,1)=\"P\",VLOOKUP(D43,Données!$B$46:$E$51,2,FALSE),IF(LEFT(C43,1)=\"W\",VLOOKUP(D43,Données!$B$46:$E$51,3,FALSE),IF(LEFT(C43,1)=\"R\",VLOOKUP(D43,Données!$B$46:$E$51,4,FALSE),\"/\"))),\"\")","v":""},"",null,"","","","",0,"","",null,null,null,null,null,null,null,null,0,{"$f":"IF(W44=0,0,IF(W44=2,1,0))","v":0},0,"",{"$f":"IF(W43=0,\"\",IF(W43=1,$W$29,IF(W43=2,AA42)))","v":""},{"$f":"IF(MAX(Z43,AA43)=0,\"\",MAX(Z43,AA43))","v":""},{"$f":"IF(AND(W43=0,X43=0),0,IF(X43=0,AE43+AF43,IF(X43=1,AC44+AE43+AF43,0)))","v":0},0,0,0]
[null,null,null,null,{"$f":"IF(D44<>\"\",IF(LEFT(C44,1)=\"P\",VLOOKUP(D44,Données!$B$46:$E$51,2,FALSE),IF(LEFT(C44,1)=\"W\",VLOOKUP(D44,Données!$B$46:$E$51,3,FALSE),IF(LEFT(C44,1)=\"R\",VLOOKUP(D44,Données!$B$46:$E$51,4,FALSE),\"/\"))),\"\")","v":""},"",null,"","","","",0,"","",null,null,null,null,null,null,null,null,0,{"$f":"IF(W45=0,0,IF(W45=2,1,0))","v":0},0,"",{"$f":"IF(W44=0,\"\",IF(W44=1,$W$29,IF(W44=2,AA43)))","v":""},{"$f":"IF(MAX(Z44,AA44)=0,\"\",MAX(Z44,AA44))","v":""},{"$f":"IF(AND(W44=0,X44=0),0,IF(X44=0,AE44+AF44,IF(X44=1,AC45+AE44+AF44,0)))","v":0},0,0,0]
[null,null,null,null,{"$f":"IF(D45<>\"\",IF(LEFT(C45,1)=\"P\",VLOOKUP(D45,Données!$B$46:$E$51,2,FALSE),IF(LEFT(C45,1)=\"W\",VLOOKUP(D45,Données!$B$46:$E$51,3,FALSE),IF(LEFT(C45,1)=\"R\",VLOOKUP(D45,Données!$B$46:$E$51,4,FALSE),\"/\"))),\"\")","v":""},"",null,"","","","",0,"","",null,null,null,null,null,null,null,null,0,0,0,"","","",0,0,0,0]
[null,null,null,null,{"$f":"IF(D46<>\"\",IF(LEFT(C46,1)=\"P\",VLOOKUP(D46,Données!$B$46:$E$51,2,FALSE),IF(LEFT(C46,1)=\"W\",VLOOKUP(D46,Données!$B$46:$E$51,3,FALSE),IF(LEFT(C46,1)=\"R\",VLOOKUP(D46,Données!$B$46:$E$51,4,FALSE),\"/\"))),\"\")","v":""},"",null,"","","","",0,"","",null,null,null,null,null,null,null,null,0,{"$f":"IF(W47=0,0,IF(W47=2,1,0))","v":0},0,"",{"$f":"IF(W46=0,\"\",IF(W46=1,$W$29,IF(W46=2,AA45)))","v":""},{"$f":"IF(MAX(Z46,AA46)=0,\"\",MAX(Z46,AA46))","v":""},{"$f":"IF(AND(W46=0,X46=0),0,IF(X46=0,AE46+AF46,IF(X46=1,AC47+AE46+AF46,0)))","v":0},0,0,0]
[null,null,null,null,{"$f":"IF(D47<>\"\",IF(LEFT(C47,1)=\"P\",VLOOKUP(D47,Données!$B$46:$E$51,2,FALSE),IF(LEFT(C47,1)=\"W\",VLOOKUP(D47,Données!$B$46:$E$51,3,FALSE),IF(LEFT(C47,1)=\"R\",VLOOKUP(D47,Données!$B$46:$E$51,4,FALSE),\"/\"))),\"\")","v":""},"",null,"","","","",0,"","",null,null,null,null,null,null,null,null,0,{"$f":"IF(W48=0,0,IF(W48=2,1,0))","v":0},0,"",{"$f":"IF(W47=0,\"\",IF(W47=1,$W$29,IF(W47=2,AA46)))","v":""},{"$f":"IF(MAX(Z47,AA47)=0,\"\",MAX(Z47,AA47))","v":""},{"$f":"IF(AND(W47=0,X47=0),0,IF(X47=0,AE47+AF47,IF(X47=1,AC48+AE47+AF47,0)))","v":0},0,0,0]
[null,null,null,null,{"$f":"IF(D48<>\"\",IF(LEFT(C48,1)=\"P\",VLOOKUP(D48,Données!$B$46:$E$51,2,FALSE),IF(LEFT(C48,1)=\"W\",VLOOKUP(D48,Données!$B$46:$E$51,3,FALSE),IF(LEFT(C48,1)=\"R\",VLOOKUP(D48,Données!$B$46:$E$51,4,FALSE),\"/\"))),\"\")","v":""},"",null,"","","","",0,"","",null,null,null,null,null,null,null,null,0,{"$f":"IF(W49=0,0,IF(W49=2,1,0))","v":0},0,"",{"$f":"IF(W48=0,\"\",IF(W48=1,$W$29,IF(W48=2,AA47)))","v":""},{"$f":"IF(MAX(Z48,AA48)=0,\"\",MAX(Z48,AA48))","v":""},{"$f":"IF(AND(W48=0,X48=0),0,IF(X48=0,AE48+AF48,IF(X48=1,AC49+AE48+AF48,0)))","v":0},0,0,0]
[null,null,null,null,{"$f":"IF(D49<>\"\",IF(LEFT(C49,1)=\"P\",VLOOKUP(D49,Données!$B$46:$E$51,2,FALSE),IF(LEFT(C49,1)=\"W\",VLOOKUP(D49,Données!$B$46:$E$51,3,FALSE),IF(LEFT(C49,1)=\"R\",VLOOKUP(D49,Données!$B$46:$E$51,4,FALSE),\"/\"))),\"\")","v":""},"",null,"","","","",0,"","",null,null,null,null,null,null,null,null,0,0,0,"","","",0,0,0,0]
[null,null,null,null,{"$f":"IF(D50<>\"\",IF(LEFT(C50,1)=\"P\",VLOOKUP(D50,Données!$B$46:$E$51,2,FALSE),IF(LEFT(C50,1)=\"W\",VLOOKUP(D50,Données!$B$46:$E$51,3,FALSE),IF(LEFT(C50,1)=\"R\",VLOOKUP(D50,Données!$B$46:$E$51,4,FALSE),\"/\"))),\"\")","v":""},"",null,"","","","",0,"","",null,null,null,null,null,null,null,null,0,0,0,"","","",0,0,0,0]
[null,null,null,null,{"$f":"IF(D51<>\"\",IF(LEFT(C51,1)=\"P\",VLOOKUP(D51,Données!$B$46:$E$51,2,FALSE),IF(LEFT(C51,1)=\"W\",VLOOKUP(D51,Données!$B$46:$E$51,3,FALSE),IF(LEFT(C51,1)=\"R\",VLOOKUP(D51,Données!$B$46:$E$51,4,FALSE),\"/\"))),\"\")","v":""},"",null,"","","","",0,"","",null,null,null,null,null,null,null,null,0,0,0,"","","",0,0,0,0]
[null,null,null,null,{"$f":"IF(D52<>\"\",IF(LEFT(C52,1)=\"P\",VLOOKUP(D52,Données!$B$46:$E$51,2,FALSE),IF(LEFT(C52,1)=\"W\",VLOOKUP(D52,Données!$B$46:$E$51,3,FALSE),IF(LEFT(C52,1)=\"R\",VLOOKUP(D52,Données!$B$46:$E$51,4,FALSE),\"/\"))),\"\")","v":""},"",null,"","","","",0,"","",null,null,null,null,null,null,null,null,0,0,0,"","","",0,0,0,0]
[null,null,null,null,{"$f":"IF(D53<>\"\",IF(LEFT(C53,1)=\"P\",VLOOKUP(D53,Données!$B$46:$E$51,2,FALSE),IF(LEFT(C53,1)=\"W\",VLOOKUP(D53,Données!$B$46:$E$51,3,FALSE),IF(LEFT(C53,1)=\"R\",VLOOKUP(D53,Données!$B$46:$E$51,4,FALSE),\"/\"))),\"\")","v":""},"",null,"","","","",0,"","",null,null,null,null,null,null,null,null,0,{"$f":"IF(W54=0,0,IF(W54=2,1,0))","v":0},0,"",{"$f":"IF(W53=0,\"\",IF(W53=1,$W$29,IF(W53=2,AA52)))","v":""},{"$f":"IF(MAX(Z53,AA53)=0,\"\",MAX(Z53,AA53))","v":""},{"$f":"IF(AND(W53=0,X53=0),0,IF(X53=0,AE53+AF53,IF(X53=1,AC54+AE53+AF53,0)))","v":0},0,0,0]
[null,null,null,null,{"$f":"IF(D54<>\"\",IF(LEFT(C54,1)=\"P\",VLOOKUP(D54,Données!$B$46:$E$51,2,FALSE),IF(LEFT(C54,1)=\"W\",VLOOKUP(D54,Données!$B$46:$E$51,3,FALSE),IF(LEFT(C54,1)=\"R\",VLOOKUP(D54,Données!$B$46:$E$51,4,FALSE),\"/\"))),\"\")","v":""},"",null,"","","","",0,"","",null,null,null,null,null,null,null,null,0,{"$f":"IF(W55=0,0,IF(W55=2,1,0))","v":0},0,"",{"$f":"IF(W54=0,\"\",IF(W54=1,$W$29,IF(W54=2,AA53)))","v":""},{"$f":"IF(MAX(Z54,AA54)=0,\"\",MAX(Z54,AA54))","v":""},{"$f":"IF(AND(W54=0,X54=0),0,IF(X54=0,AE54+AF54,IF(X54=1,AC55+AE54+AF54,0)))","v":0},0,0,0]
[null,null,null,null,{"$f":"IF(D55<>\"\",IF(LEFT(C55,1)=\"P\",VLOOKUP(D55,Données!$B$46:$E$51,2,FALSE),IF(LEFT(C55,1)=\"W\",VLOOKUP(D55,Données!$B$46:$E$51,3,FALSE),IF(LEFT(C55,1)=\"R\",VLOOKUP(D55,Données!$B$46:$E$51,4,FALSE),\"/\"))),\"\")","v":""},"",null,"","","","",0,"","",null,null,null,null,null,null,null,null,0,{"$f":"IF(W56=0,0,IF(W56=2,1,0))","v":0},0,"",{"$f":"IF(W55=0,\"\",IF(W55=1,$W$29,IF(W55=2,AA54)))","v":""},{"$f":"IF(MAX(Z55,AA55)=0,\"\",MAX(Z55,AA55))","v":""},{"$f":"IF(AND(W55=0,X55=0),0,IF(X55=0,AE55+AF55,IF(X55=1,AC56+AE55+AF55,0)))","v":0},0,0,0]
[null,null,null,null,{"$f":"IF(D56<>\"\",IF(LEFT(C56,1)=\"P\",VLOOKUP(D56,Données!$B$46:$E$51,2,FALSE),IF(LEFT(C56,1)=\"W\",VLOOKUP(D56,Données!$B$46:$E$51,3,FALSE),IF(LEFT(C56,1)=\"R\",VLOOKUP(D56,Données!$B$46:$E$51,4,FALSE),\"/\"))),\"\")","v":""},"",null,"","","","",0,"","",null,null,null,null,null,null,null,null,0,0,0,"","","",0,0,0,0]
[null,null,null,null,{"$f":"IF(D57<>\"\",IF(LEFT(C57,1)=\"P\",VLOOKUP(D57,Données!$B$46:$E$51,2,FALSE),IF(LEFT(C57,1)=\"W\",VLOOKUP(D57,Données!$B$46:$E$51,3,FALSE),IF(LEFT(C57,1)=\"R\",VLOOKUP(D57,Données!$B$46:$E$51,4,FALSE),\"/\"))),\"\")","v":""},"",null,"","","","",0,"","",null,null,null,null,null,null,null,null,0,0,0,"","","",0,0,0,0]
[null,null,null,null,{"$f":"IF(D58<>\"\",IF(LEFT(C58,1)=\"P\",VLOOKUP(D58,Données!$B$46:$E$51,2,FALSE),IF(LEFT(C58,1)=\"W\",VLOOKUP(D58,Données!$B$46:$E$51,3,FALSE),IF(LEFT(C58,1)=\"R\",VLOOKUP(D58,Données!$B$46:$E$51,4,FALSE),\"/\"))),\"\")","v":""},"",null,"","","","",0,"","",null,null,null,null,null,null,null,null,0,{"$f":"IF(W59=0,0,IF(W59=2,1,0))","v":0},0,"",{"$f":"IF(W58=0,\"\",IF(W58=1,$W$29,IF(W58=2,AA57)))","v":""},{"$f":"IF(MAX(Z58,AA58)=0,\"\",MAX(Z58,AA58))","v":""},{"$f":"IF(AND(W58=0,X58=0),0,IF(X58=0,AE58+AF58,IF(X58=1,AC59+AE58+AF58,0)))","v":0},0,0,0]
[null,null,null,null,{"$f":"IF(D59<>\"\",IF(LEFT(C59,1)=\"P\",VLOOKUP(D59,Données!$B$46:$E$51,2,FALSE),IF(LEFT(C59,1)=\"W\",VLOOKUP(D59,Données!$B$46:$E$51,3,FALSE),IF(LEFT(C59,1)=\"R\",VLOOKUP(D59,Données!$B$46:$E$51,4,FALSE),\"/\"))),\"\")","v":""},"",null,"","","","",0,"","",null,null,null,null,null,null,null,null,0,{"$f":"IF(W60=0,0,IF(W60=2,1,0))","v":0},0,"",{"$f":"IF(W59=0,\"\",IF(W59=1,$W$29,IF(W59=2,AA58)))","v":""},{"$f":"IF(MAX(Z59,AA59)=0,\"\",MAX(Z59,AA59))","v":""},{"$f":"IF(AND(W59=0,X59=0),0,IF(X59=0,AE59+AF59,IF(X59=1,AC60+AE59+AF59,0)))","v":0},0,0,0]
[null,null,null,null,{"$f":"IF(D60<>\"\",IF(LEFT(C60,1)=\"P\",VLOOKUP(D60,Données!$B$46:$E$51,2,FALSE),IF(LEFT(C60,1)=\"W\",VLOOKUP(D60,Données!$B$46:$E$51,3,FALSE),IF(LEFT(C60,1)=\"R\",VLOOKUP(D60,Données!$B$46:$E$51,4,FALSE),\"/\"))),\"\")","v":""},"",null,"","","","",0,"","",null,null,null,null,null,null,null,null,0,{"$f":"IF(W61=0,0,IF(W61=2,1,0))","v":0},0,"",{"$f":"IF(W60=0,\"\",IF(W60=1,$W$29,IF(W60=2,AA59)))","v":""},{"$f":"IF(MAX(Z60,AA60)=0,\"\",MAX(Z60,AA60))","v":""},{"$f":"IF(AND(W60=0,X60=0),0,IF(X60=0,AE60+AF60,IF(X60=1,AC61+AE60+AF60,0)))","v":0},0,0,0]
[null,null,null,null,{"$f":"IF(D61<>\"\",IF(LEFT(C61,1)=\"P\",VLOOKUP(D61,Données!$B$46:$E$51,2,FALSE),IF(LEFT(C61,1)=\"W\",VLOOKUP(D61,Données!$B$46:$E$51,3,FALSE),IF(LEFT(C61,1)=\"R\",VLOOKUP(D61,Données!$B$46:$E$51,4,FALSE),\"/\"))),\"\")","v":""},"",null,"","","","",0,"","",null,null,null,null,null,null,null,null,0,{"$f":"IF(W62=0,0,IF(W62=2,1,0))","v":0},0,"",{"$f":"IF(W61=0,\"\",IF(W61=1,$W$29,IF(W61=2,AA60)))","v":""},{"$f":"IF(MAX(Z61,AA61)=0,\"\",MAX(Z61,AA61))","v":""},{"$f":"IF(AND(W61=0,X61=0),0,IF(X61=0,AE61+AF61,IF(X61=1,AC62+AE61+AF61,0)))","v":0},0,0,0]
[null,null,null,null,{"$f":"IF(D62<>\"\",IF(LEFT(C62,1)=\"P\",VLOOKUP(D62,Données!$B$46:$E$51,2,FALSE),IF(LEFT(C62,1)=\"W\",VLOOKUP(D62,Données!$B$46:$E$51,3,FALSE),IF(LEFT(C62,1)=\"R\",VLOOKUP(D62,Données!$B$46:$E$51,4,FALSE),\"/\"))),\"\")","v":""},"",null,"","","","",0,"","",null,null,null,null,null,null,null,null,0,0,0,"","","",0,0,0,0]
[null,null,null,null,{"$f":"IF(D63<>\"\",IF(LEFT(C63,1)=\"P\",VLOOKUP(D63,Données!$B$46:$E$51,2,FALSE),IF(LEFT(C63,1)=\"W\",VLOOKUP(D63,Données!$B$46:$E$51,3,FALSE),IF(LEFT(C63,1)=\"R\",VLOOKUP(D63,Données!$B$46:$E$51,4,FALSE),\"/\"))),\"\")","v":""},"",null,"","","","",0,"","",null,null,null,null,null,null,null,null,0,0,0,"","","",0,0,0,0]
[null,null,null,null,{"$f":"IF(D64<>\"\",IF(LEFT(C64,1)=\"P\",VLOOKUP(D64,Données!$B$46:$E$51,2,FALSE),IF(LEFT(C64,1)=\"W\",VLOOKUP(D64,Données!$B$46:$E$51,3,FALSE),IF(LEFT(C64,1)=\"R\",VLOOKUP(D64,Données!$B$46:$E$51,4,FALSE),\"/\"))),\"\")","v":""},"",null,"","","","",0,"","",null,null,null,null,null,null,null,null,0,0,0,"","","",0,0,0,0]
[null,null,null,null,{"$f":"IF(D65<>\"\",IF(LEFT(C65,1)=\"P\",VLOOKUP(D65,Données!$B$46:$E$51,2,FALSE),IF(LEFT(C65,1)=\"W\",VLOOKUP(D65,Données!$B$46:$E$51,3,FALSE),IF(LEFT(C65,1)=\"R\",VLOOKUP(D65,Données!$B$46:$E$51,4,FALSE),\"/\"))),\"\")","v":""},"",null,"","","","",0,"","",null,null,null,null,null,null,null,null,0,0,0,"","","",0,0,0,0]
[null,null,null,null,{"$f":"IF(D66<>\"\",IF(LEFT(C66,1)=\"P\",VLOOKUP(D66,Données!$B$46:$E$51,2,FALSE),IF(LEFT(C66,1)=\"W\",VLOOKUP(D66,Données!$B$46:$E$51,3,FALSE),IF(LEFT(C66,1)=\"R\",VLOOKUP(D66,Données!$B$46:$E$51,4,FALSE),\"/\"))),\"\")","v":""},"",null,"","","","",0,"","",null,null,null,null,null,null,null,null,0,0,0,"","","",0,0,0,0]
[null,null,null,null,{"$f":"IF(D67<>\"\",IF(LEFT(C67,1)=\"P\",VLOOKUP(D67,Données!$B$46:$E$51,2,FALSE),IF(LEFT(C67,1)=\"W\",VLOOKUP(D67,Données!$B$46:$E$51,3,FALSE),IF(LEFT(C67,1)=\"R\",VLOOKUP(D67,Données!$B$46:$E$51,4,FALSE),\"/\"))),\"\")","v":""},"",null,"","","","",0,"","",null,null,null,null,null,null,null,null,0,0,0,"","","",0,0,0,0]
[null,null,null,null,{"$f":"IF(D68<>\"\",IF(LEFT(C68,1)=\"P\",VLOOKUP(D68,Données!$B$46:$E$51,2,FALSE),IF(LEFT(C68,1)=\"W\",VLOOKUP(D68,Données!$B$46:$E$51,3,FALSE),IF(LEFT(C68,1)=\"R\",VLOOKUP(D68,Données!$B$46:$E$51,4,FALSE),\"/\"))),\"\")","v":""},"",null,"","","","",0,"","",null,null,null,null,null,null,null,null,0,{"$f":"IF(W69=0,0,IF(W69=2,1,0))","v":0},0,"",{"$f":"IF(W68=0,\"\",IF(W68=1,$W$29,IF(W68=2,AA67)))","v":""},{"$f":"IF(MAX(Z68,AA68)=0,\"\",MAX(Z68,AA68))","v":""},{"$f":"IF(AND(W68=0,X68=0),0,IF(X68=0,AE68+AF68,IF(X68=1,AC69+AE68+AF68,0)))","v":0},0,0,0]
[null,null,null,null,{"$f":"IF(D69<>\"\",IF(LEFT(C69,1)=\"P\",VLOOKUP(D69,Données!$B$46:$E$51,2,FALSE),IF(LEFT(C69,1)=\"W\",VLOOKUP(D69,Données!$B$46:$E$51,3,FALSE),IF(LEFT(C69,1)=\"R\",VLOOKUP(D69,Données!$B$46:$E$51,4,FALSE),\"/\"))),\"\")","v":""},"",null,"","","","",0,"","",null,null,null,null,null,null,null,null,0,{"$f":"IF(W70=0,0,IF(W70=2,1,0))","v":0},0,"",{"$f":"IF(W69=0,\"\",IF(W69=1,$W$29,IF(W69=2,AA68)))","v":""},{"$f":"IF(MAX(Z69,AA69)=0,\"\",MAX(Z69,AA69))","v":""},{"$f":"IF(AND(W69=0,X69=0),0,IF(X69=0,AE69+AF69,IF(X69=1,AC70+AE69+AF69,0)))","v":0},0,0,0]
[null,null,null,null,{"$f":"IF(D70<>\"\",IF(LEFT(C70,1)=\"P\",VLOOKUP(D70,Données!$B$46:$E$51,2,FALSE),IF(LEFT(C70,1)=\"W\",VLOOKUP(D70,Données!$B$46:$E$51,3,FALSE),IF(LEFT(C70,1)=\"R\",VLOOKUP(D70,Données!$B$46:$E$51,4,FALSE),\"/\"))),\"\")","v":""},"",null,"","","","",0,"","",null,null,null,null,null,null,null,null,0,{"$f":"IF(W71=0,0,IF(W71=2,1,0))","v":0},0,"",{"$f":"IF(W70=0,\"\",IF(W70=1,$W$29,IF(W70=2,AA69)))","v":""},{"$f":"IF(MAX(Z70,AA70)=0,\"\",MAX(Z70,AA70))","v":""},{"$f":"IF(AND(W70=0,X70=0),0,IF(X70=0,AE70+AF70,IF(X70=1,AC71+AE70+AF70,0)))","v":0},0,0,0]
[null,null,null,null,{"$f":"IF(D71<>\"\",IF(LEFT(C71,1)=\"P\",VLOOKUP(D71,Données!$B$46:$E$51,2,FALSE),IF(LEFT(C71,1)=\"W\",VLOOKUP(D71,Données!$B$46:$E$51,3,FALSE),IF(LEFT(C71,1)=\"R\",VLOOKUP(D71,Données!$B$46:$E$51,4,FALSE),\"/\"))),\"\")","v":""},"",null,"","","","",0,"","",null,null,null,null,null,null,null,null,0,0,0,"","","",0,0,0,0]
[null,null,null,null,{"$f":"IF(D72<>\"\",IF(LEFT(C72,1)=\"P\",VLOOKUP(D72,Données!$B$46:$E$51,2,FALSE),IF(LEFT(C72,1)=\"W\",VLOOKUP(D72,Données!$B$46:$E$51,3,FALSE),IF(LEFT(C72,1)=\"R\",VLOOKUP(D72,Données!$B$46:$E$51,4,FALSE),\"/\"))),\"\")","v":""},"",null,"","","","",0,"","",null,null,null,null,null,null,null,null,0,0,0,"","","",0,0,0,0]
[null,null,null,null,{"$f":"IF(D73<>\"\",IF(LEFT(C73,1)=\"P\",VLOOKUP(D73,Données!$B$46:$E$51,2,FALSE),IF(LEFT(C73,1)=\"W\",VLOOKUP(D73,Données!$B$46:$E$51,3,FALSE),IF(LEFT(C73,1)=\"R\",VLOOKUP(D73,Données!$B$46:$E$51,4,FALSE),\"/\"))),\"\")","v":""},"",null,"","","","",0,"","",null,null,null,null,null,null,null,null,0,0,0,"","","",0,0,0,0]
[null,null,null,null,{"$f":"IF(D74<>\"\",IF(LEFT(C74,1)=\"P\",VLOOKUP(D74,Données!$B$46:$E$51,2,FALSE),IF(LEFT(C74,1)=\"W\",VLOOKUP(D74,Données!$B$46:$E$51,3,FALSE),IF(LEFT(C74,1)=\"R\",VLOOKUP(D74,Données!$B$46:$E$51,4,FALSE),\"/\"))),\"\")","v":""},"",null,"","","","",0,"","",null,null,null,null,null,null,null,null,0,0,0,"","","",0,0,0,0]
[null,null,null,null,{"$f":"IF(D75<>\"\",IF(LEFT(C75,1)=\"P\",VLOOKUP(D75,Données!$B$46:$E$51,2,FALSE),IF(LEFT(C75,1)=\"W\",VLOOKUP(D75,Données!$B$46:$E$51,3,FALSE),IF(LEFT(C75,1)=\"R\",VLOOKUP(D75,Données!$B$46:$E$51,4,FALSE),\"/\"))),\"\")","v":""},"",null,"","","","",0,"","",null,null,null,null,null,null,null,null,0,0,0,"","","",0,0,0,0]
[null,null,null,null,{"$f":"IF(D76<>\"\",IF(LEFT(C76,1)=\"P\",VLOOKUP(D76,Données!$B$46:$E$51,2,FALSE),IF(LEFT(C76,1)=\"W\",VLOOKUP(D76,Données!$B$46:$E$51,3,FALSE),IF(LEFT(C76,1)=\"R\",VLOOKUP(D76,Données!$B$46:$E$51,4,FALSE),\"/\"))),\"\")","v":""},"",null,"","","","",0,"","",null,null,null,null,null,null,null,null,0,{"$f":"IF(W77=0,0,IF(W77=2,1,0))","v":0},0,"",{"$f":"IF(W76=0,\"\",IF(W76=1,$W$29,IF(W76=2,AA75)))","v":""},{"$f":"IF(MAX(Z76,AA76)=0,\"\",MAX(Z76,AA76))","v":""},{"$f":"IF(AND(W76=0,X76=0),0,IF(X76=0,AE76+AF76,IF(X76=1,AC77+AE76+AF76,0)))","v":0},0,0,0]
[null,null,null,null,{"$f":"IF(D77<>\"\",IF(LEFT(C77,1)=\"P\",VLOOKUP(D77,Données!$B$46:$E$51,2,FALSE),IF(LEFT(C77,1)=\"W\",VLOOKUP(D77,Données!$B$46:$E$51,3,FALSE),IF(LEFT(C77,1)=\"R\",VLOOKUP(D77,Données!$B$46:$E$51,4,FALSE),\"/\"))),\"\")","v":""},"",null,"","","","",0,"","",null,null,null,null,null,null,null,null,0,{"$f":"IF(W78=0,0,IF(W78=2,1,0))","v":0},0,"",{"$f":"IF(W77=0,\"\",IF(W77=1,$W$29,IF(W77=2,AA76)))","v":""},{"$f":"IF(MAX(Z77,AA77)=0,\"\",MAX(Z77,AA77))","v":""},{"$f":"IF(AND(W77=0,X77=0),0,IF(X77=0,AE77+AF77,IF(X77=1,AC78+AE77+AF77,0)))","v":0},0,0,0]
[null,null,null,null,{"$f":"IF(D78<>\"\",IF(LEFT(C78,1)=\"P\",VLOOKUP(D78,Données!$B$46:$E$51,2,FALSE),IF(LEFT(C78,1)=\"W\",VLOOKUP(D78,Données!$B$46:$E$51,3,FALSE),IF(LEFT(C78,1)=\"R\",VLOOKUP(D78,Données!$B$46:$E$51,4,FALSE),\"/\"))),\"\")","v":""},"",null,"","","","",0,"","",null,null,null,null,null,null,null,null,0,{"$f":"IF(W79=0,0,IF(W79=2,1,0))","v":0},0,"",{"$f":"IF(W78=0,\"\",IF(W78=1,$W$29,IF(W78=2,AA77)))","v":""},{"$f":"IF(MAX(Z78,AA78)=0,\"\",MAX(Z78,AA78))","v":""},{"$f":"IF(AND(W78=0,X78=0),0,IF(X78=0,AE78+AF78,IF(X78=1,AC79+AE78+AF78,0)))","v":0},0,0,0]
[null,null,null,null,{"$f":"IF(D79<>\"\",IF(LEFT(C79,1)=\"P\",VLOOKUP(D79,Données!$B$46:$E$51,2,FALSE),IF(LEFT(C79,1)=\"W\",VLOOKUP(D79,Données!$B$46:$E$51,3,FALSE),IF(LEFT(C79,1)=\"R\",VLOOKUP(D79,Données!$B$46:$E$51,4,FALSE),\"/\"))),\"\")","v":""},"",null,"","","","",0,"","",null,null,null,null,null,null,null,null,0,0,0,"","","",0,0,0,0]
[null,null,null,null,{"$f":"IF(D80<>\"\",IF(LEFT(C80,1)=\"P\",VLOOKUP(D80,Données!$B$46:$E$51,2,FALSE),IF(LEFT(C80,1)=\"W\",VLOOKUP(D80,Données!$B$46:$E$51,3,FALSE),IF(LEFT(C80,1)=\"R\",VLOOKUP(D80,Données!$B$46:$E$51,4,FALSE),\"/\"))),\"\")","v":""},"",null,"","","","",0,"","",null,null,null,null,null,null,null,null,0,0,0,"","","",0,0,0,0]
[null,null,null,null,{"$f":"IF(D81<>\"\",IF(LEFT(C81,1)=\"P\",VLOOKUP(D81,Données!$B$46:$E$51,2,FALSE),IF(LEFT(C81,1)=\"W\",VLOOKUP(D81,Données!$B$46:$E$51,3,FALSE),IF(LEFT(C81,1)=\"R\",VLOOKUP(D81,Données!$B$46:$E$51,4,FALSE),\"/\"))),\"\")","v":""},"",null,"","","","",0,"","",null,null,null,null,null,null,null,null,0,0,0,"","","",0,0,0,0]
[null,null,null,null,{"$f":"IF(D82<>\"\",IF(LEFT(C82,1)=\"P\",VLOOKUP(D82,Données!$B$46:$E$51,2,FALSE),IF(LEFT(C82,1)=\"W\",VLOOKUP(D82,Données!$B$46:$E$51,3,FALSE),IF(LEFT(C82,1)=\"R\",VLOOKUP(D82,Données!$B$46:$E$51,4,FALSE),\"/\"))),\"\")","v":""},"",null,"","","","",0,"","",null,null,null,null,null,null,null,null,0,0,0,"","","",0,0,0,0]
[null,null,null,null,{"$f":"IF(D83<>\"\",IF(LEFT(C83,1)=\"P\",VLOOKUP(D83,Données!$B$46:$E$51,2,FALSE),IF(LEFT(C83,1)=\"W\",VLOOKUP(D83,Données!$B$46:$E$51,3,FALSE),IF(LEFT(C83,1)=\"R\",VLOOKUP(D83,Données!$B$46:$E$51,4,FALSE),\"/\"))),\"\")","v":""},"",null,"","","","",0,"","",null,null,null,null,null,null,null,null,0,0,0,"","","",0,0,0,0]
[null,null,null,null,{"$f":"IF(D84<>\"\",IF(LEFT(C84,1)=\"P\",VLOOKUP(D84,Données!$B$46:$E$51,2,FALSE),IF(LEFT(C84,1)=\"W\",VLOOKUP(D84,Données!$B$46:$E$51,3,FALSE),IF(LEFT(C84,1)=\"R\",VLOOKUP(D84,Données!$B$46:$E$51,4,FALSE),\"/\"))),\"\")","v":""},"",null,"","","","",0,"","",null,null,null,null,null,null,null,null,0,0,0,"","","",0,0,0,0]
[null,null,null,null,{"$f":"IF(D85<>\"\",IF(LEFT(C85,1)=\"P\",VLOOKUP(D85,Données!$B$46:$E$51,2,FALSE),IF(LEFT(C85,1)=\"W\",VLOOKUP(D85,Données!$B$46:$E$51,3,FALSE),IF(LEFT(C85,1)=\"R\",VLOOKUP(D85,Données!$B$46:$E$51,4,FALSE),\"/\"))),\"\")","v":""},"",null,"","","","",0,"","",null,null,null,null,null,null,null,null,0,0,0,"","","",0,0,0,0]
[null,null,null,null,{"$f":"IF(D86<>\"\",IF(LEFT(C86,1)=\"P\",VLOOKUP(D86,Données!$B$46:$E$51,2,FALSE),IF(LEFT(C86,1)=\"W\",VLOOKUP(D86,Données!$B$46:$E$51,3,FALSE),IF(LEFT(C86,1)=\"R\",VLOOKUP(D86,Données!$B$46:$E$51,4,FALSE),\"/\"))),\"\")","v":""},"",null,"","","","",0,"","",null,null,null,null,null,null,null,null,0,0,0,"","","",0,0,0,0]
[null,null,null,null,{"$f":"IF(D87<>\"\",IF(LEFT(C87,1)=\"P\",VLOOKUP(D87,Données!$B$46:$E$51,2,FALSE),IF(LEFT(C87,1)=\"W\",VLOOKUP(D87,Données!$B$46:$E$51,3,FALSE),IF(LEFT(C87,1)=\"R\",VLOOKUP(D87,Données!$B$46:$E$51,4,FALSE),\"/\"))),\"\")","v":""},"",null,"","","","",0,"","",null,null,null,null,null,null,null,null,0,0,0,"","","",0,0,0,0]
[null,null,null,null,{"$f":"IF(D88<>\"\",IF(LEFT(C88,1)=\"P\",VLOOKUP(D88,Données!$B$46:$E$51,2,FALSE),IF(LEFT(C88,1)=\"W\",VLOOKUP(D88,Données!$B$46:$E$51,3,FALSE),IF(LEFT(C88,1)=\"R\",VLOOKUP(D88,Données!$B$46:$E$51,4,FALSE),\"/\"))),\"\")","v":""},"",null,"","","","",0,"","",null,null,null,null,null,null,null,null,0,0,0,"","","",0,0,0,0]
[null,null,null,null,{"$f":"IF(D89<>\"\",IF(LEFT(C89,1)=\"P\",VLOOKUP(D89,Données!$B$46:$E$51,2,FALSE),IF(LEFT(C89,1)=\"W\",VLOOKUP(D89,Données!$B$46:$E$51,3,FALSE),IF(LEFT(C89,1)=\"R\",VLOOKUP(D89,Données!$B$46:$E$51,4,FALSE),\"/\"))),\"\")","v":""},"",null,"","","","",0,"","",null,null,null,null,null,null,null,null,0,0,0,"","","",0,0,0,0]
[null,null,null,null,{"$f":"IF(D90<>\"\",IF(LEFT(C90,1)=\"P\",VLOOKUP(D90,Données!$B$46:$E$51,2,FALSE),IF(LEFT(C90,1)=\"W\",VLOOKUP(D90,Données!$B$46:$E$51,3,FALSE),IF(LEFT(C90,1)=\"R\",VLOOKUP(D90,Données!$B$46:$E$51,4,FALSE),\"/\"))),\"\")","v":""},"",null,"","","","",0,"","",null,null,null,null,null,null,null,null,0,0,0,"","","",0,0,0,0]
[null,null,null,null,{"$f":"IF(D91<>\"\",IF(LEFT(C91,1)=\"P\",VLOOKUP(D91,Données!$B$46:$E$51,2,FALSE),IF(LEFT(C91,1)=\"W\",VLOOKUP(D91,Données!$B$46:$E$51,3,FALSE),IF(LEFT(C91,1)=\"R\",VLOOKUP(D91,Données!$B$46:$E$51,4,FALSE),\"/\"))),\"\")","v":""},"",null,"","","","",0,"","",null,null,null,null,null,null,null,null,0,0,0,"","","",0,0,0,0]
[null,null,null,null,{"$f":"IF(D92<>\"\",IF(LEFT(C92,1)=\"P\",VLOOKUP(D92,Données!$B$46:$E$51,2,FALSE),IF(LEFT(C92,1)=\"W\",VLOOKUP(D92,Données!$B$46:$E$51,3,FALSE),IF(LEFT(C92,1)=\"R\",VLOOKUP(D92,Données!$B$46:$E$51,4,FALSE),\"/\"))),\"\")","v":""},"",null,"","","","",0,"","",null,null,null,null,null,null,null,null,0,0,0,"","","",0,0,0,0]
[null,null,null,null,{"$f":"IF(D93<>\"\",IF(LEFT(C93,1)=\"P\",VLOOKUP(D93,Données!$B$46:$E$51,2,FALSE),IF(LEFT(C93,1)=\"W\",VLOOKUP(D93,Données!$B$46:$E$51,3,FALSE),IF(LEFT(C93,1)=\"R\",VLOOKUP(D93,Données!$B$46:$E$51,4,FALSE),\"/\"))),\"\")","v":""},"",null,"","","","",0,"","",null,null,null,null,null,null,null,null,0,0,0,"","","",0,0,0,0]
[null,null,null,null,{"$f":"IF(D94<>\"\",IF(LEFT(C94,1)=\"P\",VLOOKUP(D94,Données!$B$46:$E$51,2,FALSE),IF(LEFT(C94,1)=\"W\",VLOOKUP(D94,Données!$B$46:$E$51,3,FALSE),IF(LEFT(C94,1)=\"R\",VLOOKUP(D94,Données!$B$46:$E$51,4,FALSE),\"/\"))),\"\")","v":""},"",null,"","","","",0,"","",null,null,null,null,null,null,null,null,0,0,0,"","","",0,0,0,0]
[null,null,null,null,{"$f":"IF(D95<>\"\",IF(LEFT(C95,1)=\"P\",VLOOKUP(D95,Données!$B$46:$E$51,2,FALSE),IF(LEFT(C95,1)=\"W\",VLOOKUP(D95,Données!$B$46:$E$51,3,FALSE),IF(LEFT(C95,1)=\"R\",VLOOKUP(D95,Données!$B$46:$E$51,4,FALSE),\"/\"))),\"\")","v":""},"",null,"","","","",0,"","",null,null,null,null,null,null,null,null,0,0,0,"","","",0,0,0,0]
[null,null,null,null,{"$f":"IF(D96<>\"\",IF(LEFT(C96,1)=\"P\",VLOOKUP(D96,Données!$B$46:$E$51,2,FALSE),IF(LEFT(C96,1)=\"W\",VLOOKUP(D96,Données!$B$46:$E$51,3,FALSE),IF(LEFT(C96,1)=\"R\",VLOOKUP(D96,Données!$B$46:$E$51,4,FALSE),\"/\"))),\"\")","v":""},"",null,"","","","",0,"","",null,null,null,null,null,null,null,null,0,0,0,"","","",0,0,0,0]
[null,null,null,null,{"$f":"IF(D97<>\"\",IF(LEFT(C97,1)=\"P\",VLOOKUP(D97,Données!$B$46:$E$51,2,FALSE),IF(LEFT(C97,1)=\"W\",VLOOKUP(D97,Données!$B$46:$E$51,3,FALSE),IF(LEFT(C97,1)=\"R\",VLOOKUP(D97,Données!$B$46:$E$51,4,FALSE),\"/\"))),\"\")","v":""},"",null,{"$f":"IF(AND(NOT(ISBLANK(B97)),OR($L$19>90,MIN($L$19:$L$20)<15)),\"-\",IF(G97=0,\"\",IF($L$19>25,3.28086*POWER(AVERAGE($L$19:$L$20)-G97,1.1536),N97)))","v":""},{"$f":"IF(H97=\"-\",\"-\",IF(G97=0,\"\",VLOOKUP(D97,$W$342:$X$346,2,0)*H97))","v":""},{"$f":"IF(I97=\"-\",\"-\",IF(W97=0,\"\",IF(W97=1,Y97,IF(W97=2,\"\"))))","v":""},{"$f":"IF(J97=\"-\",\"-\",IF(W97=1,Z97,\"\"))","v":""},0,"",{"$f":"IF(G97=\"\",\"\",IF($L$23=\"Panneaux en mode rafraîchissement suivant EN 14240\",(5.7091*(G97-AVERAGE($L$19:$L$20))-5.1818)*1.45,IF($K$24=\"Montage en faux plafond\",(5.7091*(G97-AVERAGE($L$19:$L$20))-5.1818),IF($K$24=\"Montage apparent\",(7.5455*(G97-AVERAGE($L$19:$L$20))-5.1818),\"\"))))","v":""},null,null,null,null,null,null,null,null,0,0,0,"","","",0,0,0,0]
[null,null,null,null,{"$f":"IF(D98<>\"\",IF(LEFT(C98,1)=\"P\",VLOOKUP(D98,Données!$B$46:$E$51,2,FALSE),IF(LEFT(C98,1)=\"W\",VLOOKUP(D98,Données!$B$46:$E$51,3,FALSE),IF(LEFT(C98,1)=\"R\",VLOOKUP(D98,Données!$B$46:$E$51,4,FALSE),\"/\"))),\"\")","v":""},"",null,"","","","",{"$f":"IF(K98=\"-\",\"-\",IF(W98=0,0,IF(W98=1,ROUND(AC98,2),IF(W98=2,0))))","v":0},"","",null,null,null,null,null,null,null,null,{"$f":"IF(OR(C98=\"PA\",C98=\"PB\",C98=\"WA\",C98=\"WB\",C98=\"RA\",C98=\"RB\",C98=\"PS\",C98=\"WS\"),2,IF(OR(C98=\"P\",C98=\"W\",C98=\"R\"),1,0))","v":0},0,{"$f":"IF(AND(W98=0,X98=0),0,IF(X98=0,I98*B98,IF(X98=1,I98*B98+Y99,0)))","v":0},{"$f":"IF(W98=2,Z97,IF(W98=0,\"\",IF(W98=1,IF($L$19>29,J98/($L$19-$L$20)/1.16,IF($L$19<29,J98/($L$20-$L$19)/1.16,\"\")))))","v":""},"","",0,0,0,{"$f":"(($W$336/$W$339)*(($X$349*(POWER(AD98,2)))/2)*(VLOOKUP(D98,$W$342:$X$346,2,0)*6*B98))/1000","v":0}]
[null,null,null,null,{"$f":"IF(D99<>\"\",IF(LEFT(C99,1)=\"P\",VLOOKUP(D99,Données!$B$46:$E$51,2,FALSE),IF(LEFT(C99,1)=\"W\",VLOOKUP(D99,Données!$B$46:$E$51,3,FALSE),IF(LEFT(C99,1)=\"R\",VLOOKUP(D99,Données!$B$46:$E$51,4,FALSE),\"/\"))),\"\")","v":""},"",null,"","","","",0,{"$f":"+IF(K99=\"\",\"\",IF(K99<$W$29,J99*0.95,J99))","v":""},"",null,null,null,null,null,null,null,null,0,{"$f":"IF(W100=0,0,IF(W100=2,1,0))","v":0},0,"",{"$f":"IF(W99=0,\"\",IF(W99=1,$W$29,IF(W99=2,AA98)))","v":""},{"$f":"IF(MAX(Z99,AA99)=0,\"\",MAX(Z99,AA99))","v":""},{"$f":"IF(AND(W99=0,X99=0),0,IF(X99=0,AE99+AF99,IF(X99=1,AC100+AE99+AF99,0)))","v":0},{"$f":"IF(Z99=\"\",0,IF(OR(Z99=0,Z99=\"\"),0,(Z99/1000/3600)/(PI()*POWER((0.0126/2),2))))","v":0},{"$f":"($Z$329*($X$349*(POWER(AD99,2)))/2)/1000","v":0},0]
[null,null,null,null,{"$f":"IF(D100<>\"\",IF(LEFT(C100,1)=\"P\",VLOOKUP(D100,Données!$B$46:$E$51,2,FALSE),IF(LEFT(C100,1)=\"W\",VLOOKUP(D100,Données!$B$46:$E$51,3,FALSE),IF(LEFT(C100,1)=\"R\",VLOOKUP(D100,Données!$B$46:$E$51,4,FALSE),\"/\"))),\"\")","v":""},{"$f":"IF(D100<>\"\",HLOOKUP(D100,$S$3:$X$16,MATCH(C100,$S$3:$S$16,0),FALSE),\"\")","v":""},null,"","","","",0,"","",null,null,null,null,null,null,null,null,0,0,0,"","","",0,0,0,0]
[null,null,null,null,{"$f":"IF(D101<>\"\",IF(LEFT(C101,1)=\"P\",VLOOKUP(D101,Données!$B$46:$E$51,2,FALSE),IF(LEFT(C101,1)=\"W\",VLOOKUP(D101,Données!$B$46:$E$51,3,FALSE),IF(LEFT(C101,1)=\"R\",VLOOKUP(D101,Données!$B$46:$E$51,4,FALSE),\"/\"))),\"\")","v":""},"",null,"","","","",0,"","",null,null,null,null,null,null,null,null,0,0,0,"","","",0,0,0,0]
[null,null,null,null,{"$f":"IF(D102<>\"\",IF(LEFT(C102,1)=\"P\",VLOOKUP(D102,Données!$B$46:$E$51,2,FALSE),IF(LEFT(C102,1)=\"W\",VLOOKUP(D102,Données!$B$46:$E$51,3,FALSE),IF(LEFT(C102,1)=\"R\",VLOOKUP(D102,Données!$B$46:$E$51,4,FALSE),\"/\"))),\"\")","v":""},"",null,"","","","",0,"","",null,null,null,null,null,null,null,null,0,0,0,"","","",0,0,0,0]
[null,null,null,null,{"$f":"IF(D103<>\"\",IF(LEFT(C103,1)=\"P\",VLOOKUP(D103,Données!$B$46:$E$51,2,FALSE),IF(LEFT(C103,1)=\"W\",VLOOKUP(D103,Données!$B$46:$E$51,3,FALSE),IF(LEFT(C103,1)=\"R\",VLOOKUP(D103,Données!$B$46:$E$51,4,FALSE),\"/\"))),\"\")","v":""},"",null,"","","","",0,"","",null,null,null,null,null,null,null,null,0,0,0,"","","",0,0,0,0]
[null,null,null,null,{"$f":"IF(D104<>\"\",IF(LEFT(C104,1)=\"P\",VLOOKUP(D104,Données!$B$46:$E$51,2,FALSE),IF(LEFT(C104,1)=\"W\",VLOOKUP(D104,Données!$B$46:$E$51,3,FALSE),IF(LEFT(C104,1)=\"R\",VLOOKUP(D104,Données!$B$46:$E$51,4,FALSE),\"/\"))),\"\")","v":""},"",null,"","","","",0,"","",null,null,null,null,null,null,null,null,0,0,0,"","","",0,0,0,0]
[null,null,null,null,{"$f":"IF(D105<>\"\",IF(LEFT(C105,1)=\"P\",VLOOKUP(D105,Données!$B$46:$E$51,2,FALSE),IF(LEFT(C105,1)=\"W\",VLOOKUP(D105,Données!$B$46:$E$51,3,FALSE),IF(LEFT(C105,1)=\"R\",VLOOKUP(D105,Données!$B$46:$E$51,4,FALSE),\"/\"))),\"\")","v":""},"",null,"","","","",0,"","",null,null,null,null,null,null,null,null,0,0,0,"","","",0,0,0,0]
[null,null,null,null,{"$f":"IF(D106<>\"\",IF(LEFT(C106,1)=\"P\",VLOOKUP(D106,Données!$B$46:$E$51,2,FALSE),IF(LEFT(C106,1)=\"W\",VLOOKUP(D106,Données!$B$46:$E$51,3,FALSE),IF(LEFT(C106,1)=\"R\",VLOOKUP(D106,Données!$B$46:$E$51,4,FALSE),\"/\"))),\"\")","v":""},"",null,"","","","",0,"","",null,null,null,null,null,null,null,null,0,0,0,"","","",0,0,0,0]
[null,null,null,null,{"$f":"IF(D107<>\"\",IF(LEFT(C107,1)=\"P\",VLOOKUP(D107,Données!$B$46:$E$51,2,FALSE),IF(LEFT(C107,1)=\"W\",VLOOKUP(D107,Données!$B$46:$E$51,3,FALSE),IF(LEFT(C107,1)=\"R\",VLOOKUP(D107,Données!$B$46:$E$51,4,FALSE),\"/\"))),\"\")","v":""},"",null,"","","","",0,"","",null,null,null,null,null,null,null,null,0,0,0,"","","",0,0,0,0]
[null,null,null,null,{"$f":"IF(D108<>\"\",IF(LEFT(C108,1)=\"P\",VLOOKUP(D108,Données!$B$46:$E$51,2,FALSE),IF(LEFT(C108,1)=\"W\",VLOOKUP(D108,Données!$B$46:$E$51,3,FALSE),IF(LEFT(C108,1)=\"R\",VLOOKUP(D108,Données!$B$46:$E$51,4,FALSE),\"/\"))),\"\")","v":""},"",null,"","","","",0,"","",null,null,null,null,null,null,null,null,0,0,0,"","","",0,0,0,0]
[null,null,null,null,{"$f":"IF(D109<>\"\",IF(LEFT(C109,1)=\"P\",VLOOKUP(D109,Données!$B$46:$E$51,2,FALSE),IF(LEFT(C109,1)=\"W\",VLOOKUP(D109,Données!$B$46:$E$51,3,FALSE),IF(LEFT(C109,1)=\"R\",VLOOKUP(D109,Données!$B$46:$E$51,4,FALSE),\"/\"))),\"\")","v":""},"",null,"","","","",0,"","",null,null,null,null,null,null,null,null,0,0,0,"","","",0,0,0,0]
[null,null,null,null,{"$f":"IF(D110<>\"\",IF(LEFT(C110,1)=\"P\",VLOOKUP(D110,Données!$B$46:$E$51,2,FALSE),IF(LEFT(C110,1)=\"W\",VLOOKUP(D110,Données!$B$46:$E$51,3,FALSE),IF(LEFT(C110,1)=\"R\",VLOOKUP(D110,Données!$B$46:$E$51,4,FALSE),\"/\"))),\"\")","v":""},"",null,"","","","",0,"","",null,null,null,null,null,null,null,null,0,0,0,"","","",0,0,0,0]
[null,null,null,null,{"$f":"IF(D111<>\"\",IF(LEFT(C111,1)=\"P\",VLOOKUP(D111,Données!$B$46:$E$51,2,FALSE),IF(LEFT(C111,1)=\"W\",VLOOKUP(D111,Données!$B$46:$E$51,3,FALSE),IF(LEFT(C111,1)=\"R\",VLOOKUP(D111,Données!$B$46:$E$51,4,FALSE),\"/\"))),\"\")","v":""},"",null,"","","","",0,"","",null,null,null,null,null,null,null,null,0,0,0,"","","",0,0,0,0]
[null,null,null,null,{"$f":"IF(D112<>\"\",IF(LEFT(C112,1)=\"P\",VLOOKUP(D112,Données!$B$46:$E$51,2,FALSE),IF(LEFT(C112,1)=\"W\",VLOOKUP(D112,Données!$B$46:$E$51,3,FALSE),IF(LEFT(C112,1)=\"R\",VLOOKUP(D112,Données!$B$46:$E$51,4,FALSE),\"/\"))),\"\")","v":""},"",null,"","","","",0,"","",null,null,null,null,null,null,null,null,0,0,0,"","","",0,0,0,0]
[null,null,null,null,{"$f":"IF(D113<>\"\",IF(LEFT(C113,1)=\"P\",VLOOKUP(D113,Données!$B$46:$E$51,2,FALSE),IF(LEFT(C113,1)=\"W\",VLOOKUP(D113,Données!$B$46:$E$51,3,FALSE),IF(LEFT(C113,1)=\"R\",VLOOKUP(D113,Données!$B$46:$E$51,4,FALSE),\"/\"))),\"\")","v":""},"",null,"","","","",0,"","",null,null,null,null,null,null,null,null,0,0,0,"","","",0,0,0,0]
[null,null,null,null,{"$f":"IF(D114<>\"\",IF(LEFT(C114,1)=\"P\",VLOOKUP(D114,Données!$B$46:$E$51,2,FALSE),IF(LEFT(C114,1)=\"W\",VLOOKUP(D114,Données!$B$46:$E$51,3,FALSE),IF(LEFT(C114,1)=\"R\",VLOOKUP(D114,Données!$B$46:$E$51,4,FALSE),\"/\"))),\"\")","v":""},"",null,"","","","",0,"","",null,null,null,null,null,null,null,null,0,0,0,"","","",0,0,0,0]
[null,null,null,null,{"$f":"IF(D115<>\"\",IF(LEFT(C115,1)=\"P\",VLOOKUP(D115,Données!$B$46:$E$51,2,FALSE),IF(LEFT(C115,1)=\"W\",VLOOKUP(D115,Données!$B$46:$E$51,3,FALSE),IF(LEFT(C115,1)=\"R\",VLOOKUP(D115,Données!$B$46:$E$51,4,FALSE),\"/\"))),\"\")","v":""},"",null,"","","","",0,"","",null,null,null,null,null,null,null,null,0,0,0,"","","",0,0,0,0]
[null,null,null,null,{"$f":"IF(D116<>\"\",IF(LEFT(C116,1)=\"P\",VLOOKUP(D116,Données!$B$46:$E$51,2,FALSE),IF(LEFT(C116,1)=\"W\",VLOOKUP(D116,Données!$B$46:$E$51,3,FALSE),IF(LEFT(C116,1)=\"R\",VLOOKUP(D116,Données!$B$46:$E$51,4,FALSE),\"/\"))),\"\")","v":""},"",null,"","","","",0,"","",null,null,null,null,null,null,null,null,0,0,0,"","","",0,0,0,0]
[null,null,null,null,{"$f":"IF(D117<>\"\",IF(LEFT(C117,1)=\"P\",VLOOKUP(D117,Données!$B$46:$E$51,2,FALSE),IF(LEFT(C117,1)=\"W\",VLOOKUP(D117,Données!$B$46:$E$51,3,FALSE),IF(LEFT(C117,1)=\"R\",VLOOKUP(D117,Données!$B$46:$E$51,4,FALSE),\"/\"))),\"\")","v":""},"",null,"","","","",0,"","",null,null,null,null,null,null,null,null,0,0,0,"","","",0,0,0,0]
[null,null,null,null,{"$f":"IF(D118<>\"\",IF(LEFT(C118,1)=\"P\",VLOOKUP(D118,Données!$B$46:$E$51,2,FALSE),IF(LEFT(C118,1)=\"W\",VLOOKUP(D118,Données!$B$46:$E$51,3,FALSE),IF(LEFT(C118,1)=\"R\",VLOOKUP(D118,Données!$B$46:$E$51,4,FALSE),\"/\"))),\"\")","v":""},"",null,"","","","",0,"","",null,null,null,null,null,null,null,null,0,0,0,"","","",0,0,0,0]
[null,null,null,null,{"$f":"IF(D119<>\"\",IF(LEFT(C119,1)=\"P\",VLOOKUP(D119,Données!$B$46:$E$51,2,FALSE),IF(LEFT(C119,1)=\"W\",VLOOKUP(D119,Données!$B$46:$E$51,3,FALSE),IF(LEFT(C119,1)=\"R\",VLOOKUP(D119,Données!$B$46:$E$51,4,FALSE),\"/\"))),\"\")","v":""},"",null,"","","","",0,"","",null,null,null,null,null,null,null,null,0,0,0,"","","",0,0,0,0]
[null,null,null,null,{"$f":"IF(D120<>\"\",IF(LEFT(C120,1)=\"P\",VLOOKUP(D120,Données!$B$46:$E$51,2,FALSE),IF(LEFT(C120,1)=\"W\",VLOOKUP(D120,Données!$B$46:$E$51,3,FALSE),IF(LEFT(C120,1)=\"R\",VLOOKUP(D120,Données!$B$46:$E$51,4,FALSE),\"/\"))),\"\")","v":""},"",null,"","","","",0,"","",null,null,null,null,null,null,null,null,0,0,0,"","","",0,0,0,0]
[null,null,null,null,{"$f":"IF(D121<>\"\",IF(LEFT(C121,1)=\"P\",VLOOKUP(D121,Données!$B$46:$E$51,2,FALSE),IF(LEFT(C121,1)=\"W\",VLOOKUP(D121,Données!$B$46:$E$51,3,FALSE),IF(LEFT(C121,1)=\"R\",VLOOKUP(D121,Données!$B$46:$E$51,4,FALSE),\"/\"))),\"\")","v":""},"",null,"","","","",0,"","",null,null,null,null,null,null,null,null,0,0,0,"","","",0,0,0,0]
[null,null,null,null,{"$f":"IF(D122<>\"\",IF(LEFT(C122,1)=\"P\",VLOOKUP(D122,Données!$B$46:$E$51,2,FALSE),IF(LEFT(C122,1)=\"W\",VLOOKUP(D122,Données!$B$46:$E$51,3,FALSE),IF(LEFT(C122,1)=\"R\",VLOOKUP(D122,Données!$B$46:$E$51,4,FALSE),\"/\"))),\"\")","v":""},"",null,"","","","",0,"","",null,null,null,null,null,null,null,null,0,0,0,"","","",0,0,0,0]
[null,null,null,null,{"$f":"IF(D123<>\"\",IF(LEFT(C123,1)=\"P\",VLOOKUP(D123,Données!$B$46:$E$51,2,FALSE),IF(LEFT(C123,1)=\"W\",VLOOKUP(D123,Données!$B$46:$E$51,3,FALSE),IF(LEFT(C123,1)=\"R\",VLOOKUP(D123,Données!$B$46:$E$51,4,FALSE),\"/\"))),\"\")","v":""},"",null,"","","","",0,"","",null,null,null,null,null,null,null,null,0,0,0,"","","",0,0,0,0]
[null,null,null,null,{"$f":"IF(D124<>\"\",IF(LEFT(C124,1)=\"P\",VLOOKUP(D124,Données!$B$46:$E$51,2,FALSE),IF(LEFT(C124,1)=\"W\",VLOOKUP(D124,Données!$B$46:$E$51,3,FALSE),IF(LEFT(C124,1)=\"R\",VLOOKUP(D124,Données!$B$46:$E$51,4,FALSE),\"/\"))),\"\")","v":""},"",null,"","","","",0,"","",null,null,null,null,null,null,null,null,0,0,0,"","","",0,0,0,0]
[null,null,null,null,{"$f":"IF(D125<>\"\",IF(LEFT(C125,1)=\"P\",VLOOKUP(D125,Données!$B$46:$E$51,2,FALSE),IF(LEFT(C125,1)=\"W\",VLOOKUP(D125,Données!$B$46:$E$51,3,FALSE),IF(LEFT(C125,1)=\"R\",VLOOKUP(D125,Données!$B$46:$E$51,4,FALSE),\"/\"))),\"\")","v":""},"",null,"","","","",0,"","",null,null,null,null,null,null,null,null,0,0,0,"","","",0,0,0,0]
[null,null,null,null,{"$f":"IF(D126<>\"\",IF(LEFT(C126,1)=\"P\",VLOOKUP(D126,Données!$B$46:$E$51,2,FALSE),IF(LEFT(C126,1)=\"W\",VLOOKUP(D126,Données!$B$46:$E$51,3,FALSE),IF(LEFT(C126,1)=\"R\",VLOOKUP(D126,Données!$B$46:$E$51,4,FALSE),\"/\"))),\"\")","v":""},"",null,"","","","",0,"","",null,null,null,null,null,null,null,null,0,0,0,"","","",0,0,0,0]
[null,null,null,null,{"$f":"IF(D127<>\"\",IF(LEFT(C127,1)=\"P\",VLOOKUP(D127,Données!$B$46:$E$51,2,FALSE),IF(LEFT(C127,1)=\"W\",VLOOKUP(D127,Données!$B$46:$E$51,3,FALSE),IF(LEFT(C127,1)=\"R\",VLOOKUP(D127,Données!$B$46:$E$51,4,FALSE),\"/\"))),\"\")","v":""},"",null,"","","","",0,"","",null,null,null,null,null,null,null,null,0,0,0,"","","",0,0,0,0]
[null,null,null,null,{"$f":"IF(D128<>\"\",IF(LEFT(C128,1)=\"P\",VLOOKUP(D128,Données!$B$46:$E$51,2,FALSE),IF(LEFT(C128,1)=\"W\",VLOOKUP(D128,Données!$B$46:$E$51,3,FALSE),IF(LEFT(C128,1)=\"R\",VLOOKUP(D128,Données!$B$46:$E$51,4,FALSE),\"/\"))),\"\")","v":""},"",null,"","","","",0,"","",null,null,null,null,null,null,null,null,0,0,0,"","","",0,0,0,0]
[null,null,null,null,{"$f":"IF(D129<>\"\",IF(LEFT(C129,1)=\"P\",VLOOKUP(D129,Données!$B$46:$E$51,2,FALSE),IF(LEFT(C129,1)=\"W\",VLOOKUP(D129,Données!$B$46:$E$51,3,FALSE),IF(LEFT(C129,1)=\"R\",VLOOKUP(D129,Données!$B$46:$E$51,4,FALSE),\"/\"))),\"\")","v":""},"",null,"","","","",0,"","",null,null,null,null,null,null,null,null,0,0,0,"","","",0,0,0,0]
[null,null,null,null,{"$f":"IF(D130<>\"\",IF(LEFT(C130,1)=\"P\",VLOOKUP(D130,Données!$B$46:$E$51,2,FALSE),IF(LEFT(C130,1)=\"W\",VLOOKUP(D130,Données!$B$46:$E$51,3,FALSE),IF(LEFT(C130,1)=\"R\",VLOOKUP(D130,Données!$B$46:$E$51,4,FALSE),\"/\"))),\"\")","v":""},"",null,"","","","",0,"","",null,null,null,null,null,null,null,null,0,0,0,"","","",0,0,0,0]
[null,null,null,null,{"$f":"IF(D131<>\"\",IF(LEFT(C131,1)=\"P\",VLOOKUP(D131,Données!$B$46:$E$51,2,FALSE),IF(LEFT(C131,1)=\"W\",VLOOKUP(D131,Données!$B$46:$E$51,3,FALSE),IF(LEFT(C131,1)=\"R\",VLOOKUP(D131,Données!$B$46:$E$51,4,FALSE),\"/\"))),\"\")","v":""},"",null,"","","","",0,"","",null,null,null,null,null,null,null,null,0,0,0,"","","",0,0,0,0]
[null,null,null,null,{"$f":"IF(D132<>\"\",IF(LEFT(C132,1)=\"P\",VLOOKUP(D132,Données!$B$46:$E$51,2,FALSE),IF(LEFT(C132,1)=\"W\",VLOOKUP(D132,Données!$B$46:$E$51,3,FALSE),IF(LEFT(C132,1)=\"R\",VLOOKUP(D132,Données!$B$46:$E$51,4,FALSE),\"/\"))),\"\")","v":""},"",null,"","","","",0,"","",null,null,null,null,null,null,null,null,0,0,0,"","","",0,0,0,0]
[null,null,null,null,{"$f":"IF(D133<>\"\",IF(LEFT(C133,1)=\"P\",VLOOKUP(D133,Données!$B$46:$E$51,2,FALSE),IF(LEFT(C133,1)=\"W\",VLOOKUP(D133,Données!$B$46:$E$51,3,FALSE),IF(LEFT(C133,1)=\"R\",VLOOKUP(D133,Données!$B$46:$E$51,4,FALSE),\"/\"))),\"\")","v":""},"",null,"","","","",0,"","",null,null,null,null,null,null,null,null,0,0,0,"","","",0,0,0,0]
[null,null,null,null,{"$f":"IF(D134<>\"\",IF(LEFT(C134,1)=\"P\",VLOOKUP(D134,Données!$B$46:$E$51,2,FALSE),IF(LEFT(C134,1)=\"W\",VLOOKUP(D134,Données!$B$46:$E$51,3,FALSE),IF(LEFT(C134,1)=\"R\",VLOOKUP(D134,Données!$B$46:$E$51,4,FALSE),\"/\"))),\"\")","v":""},"",null,"","","","",0,"","",null,null,null,null,null,null,null,null,0,0,0,"","","",0,0,0,0]
[null,null,null,null,{"$f":"IF(D135<>\"\",IF(LEFT(C135,1)=\"P\",VLOOKUP(D135,Données!$B$46:$E$51,2,FALSE),IF(LEFT(C135,1)=\"W\",VLOOKUP(D135,Données!$B$46:$E$51,3,FALSE),IF(LEFT(C135,1)=\"R\",VLOOKUP(D135,Données!$B$46:$E$51,4,FALSE),\"/\"))),\"\")","v":""},"",null,"","","","",0,"","",null,null,null,null,null,null,null,null,0,0,0,"","","",0,0,0,0]
[null,null,null,null,{"$f":"IF(D136<>\"\",IF(LEFT(C136,1)=\"P\",VLOOKUP(D136,Données!$B$46:$E$51,2,FALSE),IF(LEFT(C136,1)=\"W\",VLOOKUP(D136,Données!$B$46:$E$51,3,FALSE),IF(LEFT(C136,1)=\"R\",VLOOKUP(D136,Données!$B$46:$E$51,4,FALSE),\"/\"))),\"\")","v":""},"",null,"","","","",0,"","",null,null,null,null,null,null,null,null,0,0,0,"","","",0,0,0,0]
[null,null,null,null,{"$f":"IF(D137<>\"\",IF(LEFT(C137,1)=\"P\",VLOOKUP(D137,Données!$B$46:$E$51,2,FALSE),IF(LEFT(C137,1)=\"W\",VLOOKUP(D137,Données!$B$46:$E$51,3,FALSE),IF(LEFT(C137,1)=\"R\",VLOOKUP(D137,Données!$B$46:$E$51,4,FALSE),\"/\"))),\"\")","v":""},"",null,"","","","",0,"","",null,null,null,null,null,null,null,null,0,0,0,"","","",0,0,0,0]
[null,null,null,null,{"$f":"IF(D138<>\"\",IF(LEFT(C138,1)=\"P\",VLOOKUP(D138,Données!$B$46:$E$51,2,FALSE),IF(LEFT(C138,1)=\"W\",VLOOKUP(D138,Données!$B$46:$E$51,3,FALSE),IF(LEFT(C138,1)=\"R\",VLOOKUP(D138,Données!$B$46:$E$51,4,FALSE),\"/\"))),\"\")","v":""},"",null,"","","","",0,"","",null,null,null,null,null,null,null,null,0,0,0,"","","",0,0,0,0]
[null,null,null,null,{"$f":"IF(D139<>\"\",IF(LEFT(C139,1)=\"P\",VLOOKUP(D139,Données!$B$46:$E$51,2,FALSE),IF(LEFT(C139,1)=\"W\",VLOOKUP(D139,Données!$B$46:$E$51,3,FALSE),IF(LEFT(C139,1)=\"R\",VLOOKUP(D139,Données!$B$46:$E$51,4,FALSE),\"/\"))),\"\")","v":""},"",null,"","","","",0,"","",null,null,null,null,null,null,null,null,0,0,0,"","","",0,0,0,0]
[null,null,null,null,{"$f":"IF(D140<>\"\",IF(LEFT(C140,1)=\"P\",VLOOKUP(D140,Données!$B$46:$E$51,2,FALSE),IF(LEFT(C140,1)=\"W\",VLOOKUP(D140,Données!$B$46:$E$51,3,FALSE),IF(LEFT(C140,1)=\"R\",VLOOKUP(D140,Données!$B$46:$E$51,4,FALSE),\"/\"))),\"\")","v":""},"",null,"","","","",0,"","",null,null,null,null,null,null,null,null,0,0,0,"","","",0,0,0,0]
[null,null,null,null,{"$f":"IF(D141<>\"\",IF(LEFT(C141,1)=\"P\",VLOOKUP(D141,Données!$B$46:$E$51,2,FALSE),IF(LEFT(C141,1)=\"W\",VLOOKUP(D141,Données!$B$46:$E$51,3,FALSE),IF(LEFT(C141,1)=\"R\",VLOOKUP(D141,Données!$B$46:$E$51,4,FALSE),\"/\"))),\"\")","v":""},"",null,"","","","",0,"","",null,null,null,null,null,null,null,null,0,0,0,"","","",0,0,0,0]
[null,null,null,null,{"$f":"IF(D142<>\"\",IF(LEFT(C142,1)=\"P\",VLOOKUP(D142,Données!$B$46:$E$51,2,FALSE),IF(LEFT(C142,1)=\"W\",VLOOKUP(D142,Données!$B$46:$E$51,3,FALSE),IF(LEFT(C142,1)=\"R\",VLOOKUP(D142,Données!$B$46:$E$51,4,FALSE),\"/\"))),\"\")","v":""},"",null,"","","","",0,"","",null,null,null,null,null,null,null,null,0,0,0,"","","",0,0,0,0]
[null,null,null,null,{"$f":"IF(D143<>\"\",IF(LEFT(C143,1)=\"P\",VLOOKUP(D143,Données!$B$46:$E$51,2,FALSE),IF(LEFT(C143,1)=\"W\",VLOOKUP(D143,Données!$B$46:$E$51,3,FALSE),IF(LEFT(C143,1)=\"R\",VLOOKUP(D143,Données!$B$46:$E$51,4,FALSE),\"/\"))),\"\")","v":""},"",null,"","","","",0,"","",null,null,null,null,null,null,null,null,0,0,0,"","","",0,0,0,0]
[null,null,null,null,{"$f":"IF(D144<>\"\",IF(LEFT(C144,1)=\"P\",VLOOKUP(D144,Données!$B$46:$E$51,2,FALSE),IF(LEFT(C144,1)=\"W\",VLOOKUP(D144,Données!$B$46:$E$51,3,FALSE),IF(LEFT(C144,1)=\"R\",VLOOKUP(D144,Données!$B$46:$E$51,4,FALSE),\"/\"))),\"\")","v":""},"",null,"","","","",0,"","",null,null,null,null,null,null,null,null,0,0,0,"","","",0,0,0,0]
[null,null,null,null,{"$f":"IF(D145<>\"\",IF(LEFT(C145,1)=\"P\",VLOOKUP(D145,Données!$B$46:$E$51,2,FALSE),IF(LEFT(C145,1)=\"W\",VLOOKUP(D145,Données!$B$46:$E$51,3,FALSE),IF(LEFT(C145,1)=\"R\",VLOOKUP(D145,Données!$B$46:$E$51,4,FALSE),\"/\"))),\"\")","v":""},"",null,"","","","",0,"","",null,null,null,null,null,null,null,null,0,0,0,"","","",0,0,0,0]
[null,null,null,null,{"$f":"IF(D146<>\"\",IF(LEFT(C146,1)=\"P\",VLOOKUP(D146,Données!$B$46:$E$51,2,FALSE),IF(LEFT(C146,1)=\"W\",VLOOKUP(D146,Données!$B$46:$E$51,3,FALSE),IF(LEFT(C146,1)=\"R\",VLOOKUP(D146,Données!$B$46:$E$51,4,FALSE),\"/\"))),\"\")","v":""},"",null,"","","","",0,"","",null,null,null,null,null,null,null,null,0,0,0,"","","",0,0,0,0]
[null,null,null,null,{"$f":"IF(D147<>\"\",IF(LEFT(C147,1)=\"P\",VLOOKUP(D147,Données!$B$46:$E$51,2,FALSE),IF(LEFT(C147,1)=\"W\",VLOOKUP(D147,Données!$B$46:$E$51,3,FALSE),IF(LEFT(C147,1)=\"R\",VLOOKUP(D147,Données!$B$46:$E$51,4,FALSE),\"/\"))),\"\")","v":""},"",null,"","","","",0,"","",null,null,null,null,null,null,null,null,0,0,0,"","","",0,0,0,0]
[null,null,null,null,{"$f":"IF(D148<>\"\",IF(LEFT(C148,1)=\"P\",VLOOKUP(D148,Données!$B$46:$E$51,2,FALSE),IF(LEFT(C148,1)=\"W\",VLOOKUP(D148,Données!$B$46:$E$51,3,FALSE),IF(LEFT(C148,1)=\"R\",VLOOKUP(D148,Données!$B$46:$E$51,4,FALSE),\"/\"))),\"\")","v":""},"",null,"","","","",0,"","",null,null,null,null,null,null,null,null,0,0,0,"","","",0,0,0,0]
[null,null,null,null,{"$f":"IF(D149<>\"\",IF(LEFT(C149,1)=\"P\",VLOOKUP(D149,Données!$B$46:$E$51,2,FALSE),IF(LEFT(C149,1)=\"W\",VLOOKUP(D149,Données!$B$46:$E$51,3,FALSE),IF(LEFT(C149,1)=\"R\",VLOOKUP(D149,Données!$B$46:$E$51,4,FALSE),\"/\"))),\"\")","v":""},"",null,"","","","",0,"","",null,null,null,null,null,null,null,null,0,0,0,"","","",0,0,0,0]
[null,null,null,null,{"$f":"IF(D150<>\"\",IF(LEFT(C150,1)=\"P\",VLOOKUP(D150,Données!$B$46:$E$51,2,FALSE),IF(LEFT(C150,1)=\"W\",VLOOKUP(D150,Données!$B$46:$E$51,3,FALSE),IF(LEFT(C150,1)=\"R\",VLOOKUP(D150,Données!$B$46:$E$51,4,FALSE),\"/\"))),\"\")","v":""},"",null,"","","","",0,"","",null,null,null,null,null,null,null,null,0,0,0,"","","",0,0,0,0]
[null,null,null,null,{"$f":"IF(D151<>\"\",IF(LEFT(C151,1)=\"P\",VLOOKUP(D151,Données!$B$46:$E$51,2,FALSE),IF(LEFT(C151,1)=\"W\",VLOOKUP(D151,Données!$B$46:$E$51,3,FALSE),IF(LEFT(C151,1)=\"R\",VLOOKUP(D151,Données!$B$46:$E$51,4,FALSE),\"/\"))),\"\")","v":""},"",null,"","","","",0,"","",null,null,null,null,null,null,null,null,0,0,0,"","","",0,0,0,0]
[null,null,null,null,{"$f":"IF(D152<>\"\",IF(LEFT(C152,1)=\"P\",VLOOKUP(D152,Données!$B$46:$E$51,2,FALSE),IF(LEFT(C152,1)=\"W\",VLOOKUP(D152,Données!$B$46:$E$51,3,FALSE),IF(LEFT(C152,1)=\"R\",VLOOKUP(D152,Données!$B$46:$E$51,4,FALSE),\"/\"))),\"\")","v":""},"",null,"","","","",0,"","",null,null,null,null,null,null,null,null,0,0,0,"","","",0,0,0,0]
[null,null,null,null,{"$f":"IF(D153<>\"\",IF(LEFT(C153,1)=\"P\",VLOOKUP(D153,Données!$B$46:$E$51,2,FALSE),IF(LEFT(C153,1)=\"W\",VLOOKUP(D153,Données!$B$46:$E$51,3,FALSE),IF(LEFT(C153,1)=\"R\",VLOOKUP(D153,Données!$B$46:$E$51,4,FALSE),\"/\"))),\"\")","v":""},"",null,"","","","",0,"","",null,null,null,null,null,null,null,null,0,0,0,"","","",0,0,0,0]
[null,null,null,null,{"$f":"IF(D154<>\"\",IF(LEFT(C154,1)=\"P\",VLOOKUP(D154,Données!$B$46:$E$51,2,FALSE),IF(LEFT(C154,1)=\"W\",VLOOKUP(D154,Données!$B$46:$E$51,3,FALSE),IF(LEFT(C154,1)=\"R\",VLOOKUP(D154,Données!$B$46:$E$51,4,FALSE),\"/\"))),\"\")","v":""},"",null,"","","","",0,"","",null,null,null,null,null,null,null,null,0,0,0,"","","",0,0,0,0]
[null,null,null,null,{"$f":"IF(D155<>\"\",IF(LEFT(C155,1)=\"P\",VLOOKUP(D155,Données!$B$46:$E$51,2,FALSE),IF(LEFT(C155,1)=\"W\",VLOOKUP(D155,Données!$B$46:$E$51,3,FALSE),IF(LEFT(C155,1)=\"R\",VLOOKUP(D155,Données!$B$46:$E$51,4,FALSE),\"/\"))),\"\")","v":""},"",null,"","","","",0,"","",null,null,null,null,null,null,null,null,0,0,0,"","","",0,0,0,0]
[null,null,null,null,{"$f":"IF(D156<>\"\",IF(LEFT(C156,1)=\"P\",VLOOKUP(D156,Données!$B$46:$E$51,2,FALSE),IF(LEFT(C156,1)=\"W\",VLOOKUP(D156,Données!$B$46:$E$51,3,FALSE),IF(LEFT(C156,1)=\"R\",VLOOKUP(D156,Données!$B$46:$E$51,4,FALSE),\"/\"))),\"\")","v":""},"",null,"","","","",0,"","",null,null,null,null,null,null,null,null,0,0,0,"","","",0,0,0,0]
[null,null,null,null,{"$f":"IF(D157<>\"\",IF(LEFT(C157,1)=\"P\",VLOOKUP(D157,Données!$B$46:$E$51,2,FALSE),IF(LEFT(C157,1)=\"W\",VLOOKUP(D157,Données!$B$46:$E$51,3,FALSE),IF(LEFT(C157,1)=\"R\",VLOOKUP(D157,Données!$B$46:$E$51,4,FALSE),\"/\"))),\"\")","v":""},"",null,"","","","",0,"","",null,null,null,null,null,null,null,null,0,0,0,"","","",0,0,0,0]
[null,null,null,null,{"$f":"IF(D158<>\"\",IF(LEFT(C158,1)=\"P\",VLOOKUP(D158,Données!$B$46:$E$51,2,FALSE),IF(LEFT(C158,1)=\"W\",VLOOKUP(D158,Données!$B$46:$E$51,3,FALSE),IF(LEFT(C158,1)=\"R\",VLOOKUP(D158,Données!$B$46:$E$51,4,FALSE),\"/\"))),\"\")","v":""},"",null,"","","","",0,"","",null,null,null,null,null,null,null,null,0,0,0,"","","",0,0,0,0]
[null,null,null,null,{"$f":"IF(D159<>\"\",IF(LEFT(C159,1)=\"P\",VLOOKUP(D159,Données!$B$46:$E$51,2,FALSE),IF(LEFT(C159,1)=\"W\",VLOOKUP(D159,Données!$B$46:$E$51,3,FALSE),IF(LEFT(C159,1)=\"R\",VLOOKUP(D159,Données!$B$46:$E$51,4,FALSE),\"/\"))),\"\")","v":""},"",null,"","","","",0,"","",null,null,null,null,null,null,null,null,0,0,0,"","","",0,0,0,0]
[null,null,null,null,{"$f":"IF(D160<>\"\",IF(LEFT(C160,1)=\"P\",VLOOKUP(D160,Données!$B$46:$E$51,2,FALSE),IF(LEFT(C160,1)=\"W\",VLOOKUP(D160,Données!$B$46:$E$51,3,FALSE),IF(LEFT(C160,1)=\"R\",VLOOKUP(D160,Données!$B$46:$E$51,4,FALSE),\"/\"))),\"\")","v":""},"",null,"","","","",0,"","",null,null,null,null,null,null,null,null,0,0,0,"","","",0,0,0,0]
[null,null,null,null,{"$f":"IF(D161<>\"\",IF(LEFT(C161,1)=\"P\",VLOOKUP(D161,Données!$B$46:$E$51,2,FALSE),IF(LEFT(C161,1)=\"W\",VLOOKUP(D161,Données!$B$46:$E$51,3,FALSE),IF(LEFT(C161,1)=\"R\",VLOOKUP(D161,Données!$B$46:$E$51,4,FALSE),\"/\"))),\"\")","v":""},"",null,{"$f":"IF(AND(NOT(ISBLANK(B161)),OR($L$19>90,MIN($L$19:$L$20)<15)),\"-\",IF(G161=0,\"\",IF($L$19>25,3.28086*POWER(AVERAGE($L$19:$L$20)-G161,1.1536),N161)))","v":""},{"$f":"IF(H161=\"-\",\"-\",IF(G161=0,\"\",VLOOKUP(D161,$W$342:$X$346,2,0)*H161))","v":""},{"$f":"IF(I161=\"-\",\"-\",IF(W161=0,\"\",IF(W161=1,Y161,IF(W161=2,\"\"))))","v":""},{"$f":"IF(J161=\"-\",\"-\",IF(W161=1,Z161,\"\"))","v":""},0,"",{"$f":"IF(G161=\"\",\"\",IF($L$23=\"Panneaux en mode rafraîchissement suivant EN 14240\",(5.7091*(G161-AVERAGE($L$19:$L$20))-5.1818)*1.45,IF($K$24=\"Montage en faux plafond\",(5.7091*(G161-AVERAGE($L$19:$L$20))-5.1818),IF($K$24=\"Montage apparent\",(7.5455*(G161-AVERAGE($L$19:$L$20))-5.1818),\"\"))))","v":""},null,null,null,null,null,null,null,null,0,0,0,"","","",0,0,0,0]
[null,null,null,null,{"$f":"IF(D162<>\"\",IF(LEFT(C162,1)=\"P\",VLOOKUP(D162,Données!$B$46:$E$51,2,FALSE),IF(LEFT(C162,1)=\"W\",VLOOKUP(D162,Données!$B$46:$E$51,3,FALSE),IF(LEFT(C162,1)=\"R\",VLOOKUP(D162,Données!$B$46:$E$51,4,FALSE),\"/\"))),\"\")","v":""},"",null,"","","","",{"$f":"IF(K162=\"-\",\"-\",IF(W162=0,0,IF(W162=1,ROUND(AC162,2),IF(W162=2,0))))","v":0},"","",null,null,null,null,null,null,null,null,{"$f":"IF(OR(C162=\"PA\",C162=\"PB\",C162=\"WA\",C162=\"WB\",C162=\"RA\",C162=\"RB\",C162=\"PS\",C162=\"WS\"),2,IF(OR(C162=\"P\",C162=\"W\",C162=\"R\"),1,0))","v":0},0,{"$f":"IF(AND(W162=0,X162=0),0,IF(X162=0,I162*B162,IF(X162=1,I162*B162+Y163,0)))","v":0},{"$f":"IF(W162=2,Z161,IF(W162=0,\"\",IF(W162=1,IF($L$19>29,J162/($L$19-$L$20)/1.16,IF($L$19<29,J162/($L$20-$L$19)/1.16,\"\")))))","v":""},"","",0,0,0,{"$f":"(($W$336/$W$339)*(($X$349*(POWER(AD162,2)))/2)*(VLOOKUP(D162,$W$342:$X$346,2,0)*6*B162))/1000","v":0}]
[null,null,null,null,{"$f":"IF(D163<>\"\",IF(LEFT(C163,1)=\"P\",VLOOKUP(D163,Données!$B$46:$E$51,2,FALSE),IF(LEFT(C163,1)=\"W\",VLOOKUP(D163,Données!$B$46:$E$51,3,FALSE),IF(LEFT(C163,1)=\"R\",VLOOKUP(D163,Données!$B$46:$E$51,4,FALSE),\"/\"))),\"\")","v":""},"",null,"","","","",0,{"$f":"+IF(K163=\"\",\"\",IF(K163<$W$29,J163*0.95,J163))","v":""},"",null,null,null,null,null,null,null,null,0,{"$f":"IF(W164=0,0,IF(W164=2,1,0))","v":0},0,"",{"$f":"IF(W163=0,\"\",IF(W163=1,$W$29,IF(W163=2,AA162)))","v":""},{"$f":"IF(MAX(Z163,AA163)=0,\"\",MAX(Z163,AA163))","v":""},{"$f":"IF(AND(W163=0,X163=0),0,IF(X163=0,AE163+AF163,IF(X163=1,AC164+AE163+AF163,0)))","v":0},{"$f":"IF(Z163=\"\",0,IF(OR(Z163=0,Z163=\"\"),0,(Z163/1000/3600)/(PI()*POWER((0.0126/2),2))))","v":0},{"$f":"($Z$329*($X$349*(POWER(AD163,2)))/2)/1000","v":0},0]
[null,null,null,null,{"$f":"IF(D164<>\"\",IF(LEFT(C164,1)=\"P\",VLOOKUP(D164,Données!$B$46:$E$51,2,FALSE),IF(LEFT(C164,1)=\"W\",VLOOKUP(D164,Données!$B$46:$E$51,3,FALSE),IF(LEFT(C164,1)=\"R\",VLOOKUP(D164,Données!$B$46:$E$51,4,FALSE),\"/\"))),\"\")","v":""},{"$f":"IF(D164<>\"\",HLOOKUP(D164,$S$3:$X$16,MATCH(C164,$S$3:$S$16,0),FALSE),\"\")","v":""},null,"","","","",0,"","",null,null,null,null,null,null,null,null,0,0,0,"","","",0,0,0,0]
[null,null,null,null,{"$f":"IF(D165<>\"\",IF(LEFT(C165,1)=\"P\",VLOOKUP(D165,Données!$B$46:$E$51,2,FALSE),IF(LEFT(C165,1)=\"W\",VLOOKUP(D165,Données!$B$46:$E$51,3,FALSE),IF(LEFT(C165,1)=\"R\",VLOOKUP(D165,Données!$B$46:$E$51,4,FALSE),\"/\"))),\"\")","v":""},"",null,"","","","",0,"","",null,null,null,null,null,null,null,null,0,0,0,"","","",0,0,0,0]
[null,null,null,null,{"$f":"IF(D166<>\"\",IF(LEFT(C166,1)=\"P\",VLOOKUP(D166,Données!$B$46:$E$51,2,FALSE),IF(LEFT(C166,1)=\"W\",VLOOKUP(D166,Données!$B$46:$E$51,3,FALSE),IF(LEFT(C166,1)=\"R\",VLOOKUP(D166,Données!$B$46:$E$51,4,FALSE),\"/\"))),\"\")","v":""},"",null,"","","","",0,"","",null,null,null,null,null,null,null,null,0,0,0,"","","",0,0,0,0]
[null,null,null,null,{"$f":"IF(D167<>\"\",IF(LEFT(C167,1)=\"P\",VLOOKUP(D167,Données!$B$46:$E$51,2,FALSE),IF(LEFT(C167,1)=\"W\",VLOOKUP(D167,Données!$B$46:$E$51,3,FALSE),IF(LEFT(C167,1)=\"R\",VLOOKUP(D167,Données!$B$46:$E$51,4,FALSE),\"/\"))),\"\")","v":""},"",null,"","","","",0,"","",null,null,null,null,null,null,null,null,0,0,0,"","","",0,0,0,0]
[null,null,null,null,{"$f":"IF(D168<>\"\",IF(LEFT(C168,1)=\"P\",VLOOKUP(D168,Données!$B$46:$E$51,2,FALSE),IF(LEFT(C168,1)=\"W\",VLOOKUP(D168,Données!$B$46:$E$51,3,FALSE),IF(LEFT(C168,1)=\"R\",VLOOKUP(D168,Données!$B$46:$E$51,4,FALSE),\"/\"))),\"\")","v":""},"",null,"","","","",0,"","",null,null,null,null,null,null,null,null,0,0,0,"","","",0,0,0,0]
[null,null,null,null,{"$f":"IF(D169<>\"\",IF(LEFT(C169,1)=\"P\",VLOOKUP(D169,Données!$B$46:$E$51,2,FALSE),IF(LEFT(C169,1)=\"W\",VLOOKUP(D169,Données!$B$46:$E$51,3,FALSE),IF(LEFT(C169,1)=\"R\",VLOOKUP(D169,Données!$B$46:$E$51,4,FALSE),\"/\"))),\"\")","v":""},"",null,"","","","",0,"","",null,null,null,null,null,null,null,null,0,0,0,"","","",0,0,0,0]
[null,null,null,null,{"$f":"IF(D170<>\"\",IF(LEFT(C170,1)=\"P\",VLOOKUP(D170,Données!$B$46:$E$51,2,FALSE),IF(LEFT(C170,1)=\"W\",VLOOKUP(D170,Données!$B$46:$E$51,3,FALSE),IF(LEFT(C170,1)=\"R\",VLOOKUP(D170,Données!$B$46:$E$51,4,FALSE),\"/\"))),\"\")","v":""},"",null,"","","","",0,"","",null,null,null,null,null,null,null,null,0,0,0,"","","",0,0,0,0]
[null,null,null,null,{"$f":"IF(D171<>\"\",IF(LEFT(C171,1)=\"P\",VLOOKUP(D171,Données!$B$46:$E$51,2,FALSE),IF(LEFT(C171,1)=\"W\",VLOOKUP(D171,Données!$B$46:$E$51,3,FALSE),IF(LEFT(C171,1)=\"R\",VLOOKUP(D171,Données!$B$46:$E$51,4,FALSE),\"/\"))),\"\")","v":""},"",null,"","","","",0,"","",null,null,null,null,null,null,null,null,0,0,0,"","","",0,0,0,0]
[null,null,null,null,{"$f":"IF(D172<>\"\",IF(LEFT(C172,1)=\"P\",VLOOKUP(D172,Données!$B$46:$E$51,2,FALSE),IF(LEFT(C172,1)=\"W\",VLOOKUP(D172,Données!$B$46:$E$51,3,FALSE),IF(LEFT(C172,1)=\"R\",VLOOKUP(D172,Données!$B$46:$E$51,4,FALSE),\"/\"))),\"\")","v":""},"",null,"","","","",0,"","",null,null,null,null,null,null,null,null,0,0,0,"","","",0,0,0,0]
[null,null,null,null,{"$f":"IF(D173<>\"\",IF(LEFT(C173,1)=\"P\",VLOOKUP(D173,Données!$B$46:$E$51,2,FALSE),IF(LEFT(C173,1)=\"W\",VLOOKUP(D173,Données!$B$46:$E$51,3,FALSE),IF(LEFT(C173,1)=\"R\",VLOOKUP(D173,Données!$B$46:$E$51,4,FALSE),\"/\"))),\"\")","v":""},"",null,"","","","",0,"","",null,null,null,null,null,null,null,null,0,0,0,"","","",0,0,0,0]
[null,null,null,null,{"$f":"IF(D174<>\"\",IF(LEFT(C174,1)=\"P\",VLOOKUP(D174,Données!$B$46:$E$51,2,FALSE),IF(LEFT(C174,1)=\"W\",VLOOKUP(D174,Données!$B$46:$E$51,3,FALSE),IF(LEFT(C174,1)=\"R\",VLOOKUP(D174,Données!$B$46:$E$51,4,FALSE),\"/\"))),\"\")","v":""},"",null,"","","","",0,"","",null,null,null,null,null,null,null,null,0,0,0,"","","",0,0,0,0]
[null,null,null,null,{"$f":"IF(D175<>\"\",IF(LEFT(C175,1)=\"P\",VLOOKUP(D175,Données!$B$46:$E$51,2,FALSE),IF(LEFT(C175,1)=\"W\",VLOOKUP(D175,Données!$B$46:$E$51,3,FALSE),IF(LEFT(C175,1)=\"R\",VLOOKUP(D175,Données!$B$46:$E$51,4,FALSE),\"/\"))),\"\")","v":""},"",null,"","","","",0,"","",null,null,null,null,null,null,null,null,0,0,0,"","","",0,0,0,0]
[null,null,null,null,{"$f":"IF(D176<>\"\",IF(LEFT(C176,1)=\"P\",VLOOKUP(D176,Données!$B$46:$E$51,2,FALSE),IF(LEFT(C176,1)=\"W\",VLOOKUP(D176,Données!$B$46:$E$51,3,FALSE),IF(LEFT(C176,1)=\"R\",VLOOKUP(D176,Données!$B$46:$E$51,4,FALSE),\"/\"))),\"\")","v":""},"",null,"","","","",0,"","",null,null,null,null,null,null,null,null,0,0,0,"","","",0,0,0,0]
[null,null,null,null,{"$f":"IF(D177<>\"\",IF(LEFT(C177,1)=\"P\",VLOOKUP(D177,Données!$B$46:$E$51,2,FALSE),IF(LEFT(C177,1)=\"W\",VLOOKUP(D177,Données!$B$46:$E$51,3,FALSE),IF(LEFT(C177,1)=\"R\",VLOOKUP(D177,Données!$B$46:$E$51,4,FALSE),\"/\"))),\"\")","v":""},"",null,"","","","",0,"","",null,null,null,null,null,null,null,null,0,0,0,"","","",0,0,0,0]
[null,null,null,null,{"$f":"IF(D178<>\"\",IF(LEFT(C178,1)=\"P\",VLOOKUP(D178,Données!$B$46:$E$51,2,FALSE),IF(LEFT(C178,1)=\"W\",VLOOKUP(D178,Données!$B$46:$E$51,3,FALSE),IF(LEFT(C178,1)=\"R\",VLOOKUP(D178,Données!$B$46:$E$51,4,FALSE),\"/\"))),\"\")","v":""},"",null,"","","","",0,"","",null,null,null,null,null,null,null,null,0,0,0,"","","",0,0,0,0]
[null,null,null,null,{"$f":"IF(D179<>\"\",IF(LEFT(C179,1)=\"P\",VLOOKUP(D179,Données!$B$46:$E$51,2,FALSE),IF(LEFT(C179,1)=\"W\",VLOOKUP(D179,Données!$B$46:$E$51,3,FALSE),IF(LEFT(C179,1)=\"R\",VLOOKUP(D179,Données!$B$46:$E$51,4,FALSE),\"/\"))),\"\")","v":""},"",null,"","","","",0,"","",null,null,null,null,null,null,null,null,0,0,0,"","","",0,0,0,0]
[null,null,null,null,{"$f":"IF(D180<>\"\",IF(LEFT(C180,1)=\"P\",VLOOKUP(D180,Données!$B$46:$E$51,2,FALSE),IF(LEFT(C180,1)=\"W\",VLOOKUP(D180,Données!$B$46:$E$51,3,FALSE),IF(LEFT(C180,1)=\"R\",VLOOKUP(D180,Données!$B$46:$E$51,4,FALSE),\"/\"))),\"\")","v":""},"",null,"","","","",0,"","",null,null,null,null,null,null,null,null,0,0,0,"","","",0,0,0,0]
[null,null,null,null,{"$f":"IF(D181<>\"\",IF(LEFT(C181,1)=\"P\",VLOOKUP(D181,Données!$B$46:$E$51,2,FALSE),IF(LEFT(C181,1)=\"W\",VLOOKUP(D181,Données!$B$46:$E$51,3,FALSE),IF(LEFT(C181,1)=\"R\",VLOOKUP(D181,Données!$B$46:$E$51,4,FALSE),\"/\"))),\"\")","v":""},"",null,"","","","",0,"","",null,null,null,null,null,null,null,null,0,0,0,"","","",0,0,0,0]
[null,null,null,null,{"$f":"IF(D182<>\"\",IF(LEFT(C182,1)=\"P\",VLOOKUP(D182,Données!$B$46:$E$51,2,FALSE),IF(LEFT(C182,1)=\"W\",VLOOKUP(D182,Données!$B$46:$E$51,3,FALSE),IF(LEFT(C182,1)=\"R\",VLOOKUP(D182,Données!$B$46:$E$51,4,FALSE),\"/\"))),\"\")","v":""},"",null,"","","","",0,"","",null,null,null,null,null,null,null,null,0,0,0,"","","",0,0,0,0]
[null,null,null,null,{"$f":"IF(D183<>\"\",IF(LEFT(C183,1)=\"P\",VLOOKUP(D183,Données!$B$46:$E$51,2,FALSE),IF(LEFT(C183,1)=\"W\",VLOOKUP(D183,Données!$B$46:$E$51,3,FALSE),IF(LEFT(C183,1)=\"R\",VLOOKUP(D183,Données!$B$46:$E$51,4,FALSE),\"/\"))),\"\")","v":""},"",null,"","","","",0,"","",null,null,null,null,null,null,null,null,0,0,0,"","","",0,0,0,0]
[null,null,null,null,{"$f":"IF(D184<>\"\",IF(LEFT(C184,1)=\"P\",VLOOKUP(D184,Données!$B$46:$E$51,2,FALSE),IF(LEFT(C184,1)=\"W\",VLOOKUP(D184,Données!$B$46:$E$51,3,FALSE),IF(LEFT(C184,1)=\"R\",VLOOKUP(D184,Données!$B$46:$E$51,4,FALSE),\"/\"))),\"\")","v":""},"",null,"","","","",0,"","",null,null,null,null,null,null,null,null,0,0,0,"","","",0,0,0,0]
[null,null,null,null,{"$f":"IF(D185<>\"\",IF(LEFT(C185,1)=\"P\",VLOOKUP(D185,Données!$B$46:$E$51,2,FALSE),IF(LEFT(C185,1)=\"W\",VLOOKUP(D185,Données!$B$46:$E$51,3,FALSE),IF(LEFT(C185,1)=\"R\",VLOOKUP(D185,Données!$B$46:$E$51,4,FALSE),\"/\"))),\"\")","v":""},"",null,"","","","",0,"","",null,null,null,null,null,null,null,null,0,0,0,"","","",0,0,0,0]
[null,null,null,null,{"$f":"IF(D186<>\"\",IF(LEFT(C186,1)=\"P\",VLOOKUP(D186,Données!$B$46:$E$51,2,FALSE),IF(LEFT(C186,1)=\"W\",VLOOKUP(D186,Données!$B$46:$E$51,3,FALSE),IF(LEFT(C186,1)=\"R\",VLOOKUP(D186,Données!$B$46:$E$51,4,FALSE),\"/\"))),\"\")","v":""},"",null,"","","","",0,"","",null,null,null,null,null,null,null,null,0,0,0,"","","",0,0,0,0]
[null,null,null,null,{"$f":"IF(D187<>\"\",IF(LEFT(C187,1)=\"P\",VLOOKUP(D187,Données!$B$46:$E$51,2,FALSE),IF(LEFT(C187,1)=\"W\",VLOOKUP(D187,Données!$B$46:$E$51,3,FALSE),IF(LEFT(C187,1)=\"R\",VLOOKUP(D187,Données!$B$46:$E$51,4,FALSE),\"/\"))),\"\")","v":""},"",null,"","","","",0,"","",null,null,null,null,null,null,null,null,0,0,0,"","","",0,0,0,0]
[null,null,null,null,{"$f":"IF(D188<>\"\",IF(LEFT(C188,1)=\"P\",VLOOKUP(D188,Données!$B$46:$E$51,2,FALSE),IF(LEFT(C188,1)=\"W\",VLOOKUP(D188,Données!$B$46:$E$51,3,FALSE),IF(LEFT(C188,1)=\"R\",VLOOKUP(D188,Données!$B$46:$E$51,4,FALSE),\"/\"))),\"\")","v":""},"",null,"","","","",0,"","",null,null,null,null,null,null,null,null,0,0,0,"","","",0,0,0,0]
[null,null,null,null,{"$f":"IF(D189<>\"\",IF(LEFT(C189,1)=\"P\",VLOOKUP(D189,Données!$B$46:$E$51,2,FALSE),IF(LEFT(C189,1)=\"W\",VLOOKUP(D189,Données!$B$46:$E$51,3,FALSE),IF(LEFT(C189,1)=\"R\",VLOOKUP(D189,Données!$B$46:$E$51,4,FALSE),\"/\"))),\"\")","v":""},"",null,"","","","",0,"","",null,null,null,null,null,null,null,null,0,0,0,"","","",0,0,0,0]
[null,null,null,null,{"$f":"IF(D190<>\"\",IF(LEFT(C190,1)=\"P\",VLOOKUP(D190,Données!$B$46:$E$51,2,FALSE),IF(LEFT(C190,1)=\"W\",VLOOKUP(D190,Données!$B$46:$E$51,3,FALSE),IF(LEFT(C190,1)=\"R\",VLOOKUP(D190,Données!$B$46:$E$51,4,FALSE),\"/\"))),\"\")","v":""},"",null,"","","","",0,"","",null,null,null,null,null,null,null,null,0,0,0,"","","",0,0,0,0]
[null,null,null,null,{"$f":"IF(D191<>\"\",IF(LEFT(C191,1)=\"P\",VLOOKUP(D191,Données!$B$46:$E$51,2,FALSE),IF(LEFT(C191,1)=\"W\",VLOOKUP(D191,Données!$B$46:$E$51,3,FALSE),IF(LEFT(C191,1)=\"R\",VLOOKUP(D191,Données!$B$46:$E$51,4,FALSE),\"/\"))),\"\")","v":""},"",null,"","","","",0,"","",null,null,null,null,null,null,null,null,0,0,0,"","","",0,0,0,0]
[null,null,null,null,{"$f":"IF(D192<>\"\",IF(LEFT(C192,1)=\"P\",VLOOKUP(D192,Données!$B$46:$E$51,2,FALSE),IF(LEFT(C192,1)=\"W\",VLOOKUP(D192,Données!$B$46:$E$51,3,FALSE),IF(LEFT(C192,1)=\"R\",VLOOKUP(D192,Données!$B$46:$E$51,4,FALSE),\"/\"))),\"\")","v":""},"",null,"","","","",0,"","",null,null,null,null,null,null,null,null,0,0,0,"","","",0,0,0,0]
[null,null,null,null,{"$f":"IF(D193<>\"\",IF(LEFT(C193,1)=\"P\",VLOOKUP(D193,Données!$B$46:$E$51,2,FALSE),IF(LEFT(C193,1)=\"W\",VLOOKUP(D193,Données!$B$46:$E$51,3,FALSE),IF(LEFT(C193,1)=\"R\",VLOOKUP(D193,Données!$B$46:$E$51,4,FALSE),\"/\"))),\"\")","v":""},"",null,"","","","",0,"","",null,null,null,null,null,null,null,null,0,0,0,"","","",0,0,0,0]
[null,null,null,null,{"$f":"IF(D194<>\"\",IF(LEFT(C194,1)=\"P\",VLOOKUP(D194,Données!$B$46:$E$51,2,FALSE),IF(LEFT(C194,1)=\"W\",VLOOKUP(D194,Données!$B$46:$E$51,3,FALSE),IF(LEFT(C194,1)=\"R\",VLOOKUP(D194,Données!$B$46:$E$51,4,FALSE),\"/\"))),\"\")","v":""},"",null,"","","","",0,"","",null,null,null,null,null,null,null,null,0,0,0,"","","",0,0,0,0]
[null,null,null,null,{"$f":"IF(D195<>\"\",IF(LEFT(C195,1)=\"P\",VLOOKUP(D195,Données!$B$46:$E$51,2,FALSE),IF(LEFT(C195,1)=\"W\",VLOOKUP(D195,Données!$B$46:$E$51,3,FALSE),IF(LEFT(C195,1)=\"R\",VLOOKUP(D195,Données!$B$46:$E$51,4,FALSE),\"/\"))),\"\")","v":""},"",null,"","","","",0,"","",null,null,null,null,null,null,null,null,0,0,0,"","","",0,0,0,0]
[null,null,null,null,{"$f":"IF(D196<>\"\",IF(LEFT(C196,1)=\"P\",VLOOKUP(D196,Données!$B$46:$E$51,2,FALSE),IF(LEFT(C196,1)=\"W\",VLOOKUP(D196,Données!$B$46:$E$51,3,FALSE),IF(LEFT(C196,1)=\"R\",VLOOKUP(D196,Données!$B$46:$E$51,4,FALSE),\"/\"))),\"\")","v":""},"",null,"","","","",0,"","",null,null,null,null,null,null,null,null,0,0,0,"","","",0,0,0,0]
[null,null,null,null,{"$f":"IF(D197<>\"\",IF(LEFT(C197,1)=\"P\",VLOOKUP(D197,Données!$B$46:$E$51,2,FALSE),IF(LEFT(C197,1)=\"W\",VLOOKUP(D197,Données!$B$46:$E$51,3,FALSE),IF(LEFT(C197,1)=\"R\",VLOOKUP(D197,Données!$B$46:$E$51,4,FALSE),\"/\"))),\"\")","v":""},"",null,"","","","",0,"","",null,null,null,null,null,null,null,null,0,0,0,"","","",0,0,0,0]
[null,null,null,null,{"$f":"IF(D198<>\"\",IF(LEFT(C198,1)=\"P\",VLOOKUP(D198,Données!$B$46:$E$51,2,FALSE),IF(LEFT(C198,1)=\"W\",VLOOKUP(D198,Données!$B$46:$E$51,3,FALSE),IF(LEFT(C198,1)=\"R\",VLOOKUP(D198,Données!$B$46:$E$51,4,FALSE),\"/\"))),\"\")","v":""},"",null,"","","","",0,"","",null,null,null,null,null,null,null,null,0,0,0,"","","",0,0,0,0]
[null,null,null,null,{"$f":"IF(D199<>\"\",IF(LEFT(C199,1)=\"P\",VLOOKUP(D199,Données!$B$46:$E$51,2,FALSE),IF(LEFT(C199,1)=\"W\",VLOOKUP(D199,Données!$B$46:$E$51,3,FALSE),IF(LEFT(C199,1)=\"R\",VLOOKUP(D199,Données!$B$46:$E$51,4,FALSE),\"/\"))),\"\")","v":""},"",null,"","","","",0,"","",null,null,null,null,null,null,null,null,0,0,0,"","","",0,0,0,0]
[null,null,null,null,{"$f":"IF(D200<>\"\",IF(LEFT(C200,1)=\"P\",VLOOKUP(D200,Données!$B$46:$E$51,2,FALSE),IF(LEFT(C200,1)=\"W\",VLOOKUP(D200,Données!$B$46:$E$51,3,FALSE),IF(LEFT(C200,1)=\"R\",VLOOKUP(D200,Données!$B$46:$E$51,4,FALSE),\"/\"))),\"\")","v":""},"",null,"","","","",0,"","",null,null,null,null,null,null,null,null,0,0,0,"","","",0,0,0,0]
[null,null,null,null,{"$f":"IF(D201<>\"\",IF(LEFT(C201,1)=\"P\",VLOOKUP(D201,Données!$B$46:$E$51,2,FALSE),IF(LEFT(C201,1)=\"W\",VLOOKUP(D201,Données!$B$46:$E$51,3,FALSE),IF(LEFT(C201,1)=\"R\",VLOOKUP(D201,Données!$B$46:$E$51,4,FALSE),\"/\"))),\"\")","v":""},"",null,"","","","",0,"","",null,null,null,null,null,null,null,null,0,0,0,"","","",0,0,0,0]
[null,null,null,null,{"$f":"IF(D202<>\"\",IF(LEFT(C202,1)=\"P\",VLOOKUP(D202,Données!$B$46:$E$51,2,FALSE),IF(LEFT(C202,1)=\"W\",VLOOKUP(D202,Données!$B$46:$E$51,3,FALSE),IF(LEFT(C202,1)=\"R\",VLOOKUP(D202,Données!$B$46:$E$51,4,FALSE),\"/\"))),\"\")","v":""},"",null,"","","","",0,"","",null,null,null,null,null,null,null,null,0,0,0,"","","",0,0,0,0]
[null,null,null,null,{"$f":"IF(D203<>\"\",IF(LEFT(C203,1)=\"P\",VLOOKUP(D203,Données!$B$46:$E$51,2,FALSE),IF(LEFT(C203,1)=\"W\",VLOOKUP(D203,Données!$B$46:$E$51,3,FALSE),IF(LEFT(C203,1)=\"R\",VLOOKUP(D203,Données!$B$46:$E$51,4,FALSE),\"/\"))),\"\")","v":""},"",null,"","","","",0,"","",null,null,null,null,null,null,null,null,0,0,0,"","","",0,0,0,0]
[null,null,null,null,{"$f":"IF(D204<>\"\",IF(LEFT(C204,1)=\"P\",VLOOKUP(D204,Données!$B$46:$E$51,2,FALSE),IF(LEFT(C204,1)=\"W\",VLOOKUP(D204,Données!$B$46:$E$51,3,FALSE),IF(LEFT(C204,1)=\"R\",VLOOKUP(D204,Données!$B$46:$E$51,4,FALSE),\"/\"))),\"\")","v":""},"",null,"","","","",0,"","",null,null,null,null,null,null,null,null,0,0,0,"","","",0,0,0,0]
[null,null,null,null,{"$f":"IF(D205<>\"\",IF(LEFT(C205,1)=\"P\",VLOOKUP(D205,Données!$B$46:$E$51,2,FALSE),IF(LEFT(C205,1)=\"W\",VLOOKUP(D205,Données!$B$46:$E$51,3,FALSE),IF(LEFT(C205,1)=\"R\",VLOOKUP(D205,Données!$B$46:$E$51,4,FALSE),\"/\"))),\"\")","v":""},"",null,"","","","",0,"","",null,null,null,null,null,null,null,null,0,0,0,"","","",0,0,0,0]
[null,null,null,null,{"$f":"IF(D206<>\"\",IF(LEFT(C206,1)=\"P\",VLOOKUP(D206,Données!$B$46:$E$51,2,FALSE),IF(LEFT(C206,1)=\"W\",VLOOKUP(D206,Données!$B$46:$E$51,3,FALSE),IF(LEFT(C206,1)=\"R\",VLOOKUP(D206,Données!$B$46:$E$51,4,FALSE),\"/\"))),\"\")","v":""},"",null,"","","","",0,"","",null,null,null,null,null,null,null,null,0,0,0,"","","",0,0,0,0]
[null,null,null,null,{"$f":"IF(D207<>\"\",IF(LEFT(C207,1)=\"P\",VLOOKUP(D207,Données!$B$46:$E$51,2,FALSE),IF(LEFT(C207,1)=\"W\",VLOOKUP(D207,Données!$B$46:$E$51,3,FALSE),IF(LEFT(C207,1)=\"R\",VLOOKUP(D207,Données!$B$46:$E$51,4,FALSE),\"/\"))),\"\")","v":""},"",null,"","","","",0,"","",null,null,null,null,null,null,null,null,0,0,0,"","","",0,0,0,0]
[null,null,null,null,{"$f":"IF(D208<>\"\",IF(LEFT(C208,1)=\"P\",VLOOKUP(D208,Données!$B$46:$E$51,2,FALSE),IF(LEFT(C208,1)=\"W\",VLOOKUP(D208,Données!$B$46:$E$51,3,FALSE),IF(LEFT(C208,1)=\"R\",VLOOKUP(D208,Données!$B$46:$E$51,4,FALSE),\"/\"))),\"\")","v":""},"",null,"","","","",0,"","",null,null,null,null,null,null,null,null,0,0,0,"","","",0,0,0,0]
[null,null,null,null,{"$f":"IF(D209<>\"\",IF(LEFT(C209,1)=\"P\",VLOOKUP(D209,Données!$B$46:$E$51,2,FALSE),IF(LEFT(C209,1)=\"W\",VLOOKUP(D209,Données!$B$46:$E$51,3,FALSE),IF(LEFT(C209,1)=\"R\",VLOOKUP(D209,Données!$B$46:$E$51,4,FALSE),\"/\"))),\"\")","v":""},"",null,"","","","",0,"","",null,null,null,null,null,null,null,null,0,0,0,"","","",0,0,0,0]
[null,null,null,null,{"$f":"IF(D210<>\"\",IF(LEFT(C210,1)=\"P\",VLOOKUP(D210,Données!$B$46:$E$51,2,FALSE),IF(LEFT(C210,1)=\"W\",VLOOKUP(D210,Données!$B$46:$E$51,3,FALSE),IF(LEFT(C210,1)=\"R\",VLOOKUP(D210,Données!$B$46:$E$51,4,FALSE),\"/\"))),\"\")","v":""},"",null,"","","","",0,"","",null,null,null,null,null,null,null,null,0,0,0,"","","",0,0,0,0]
[null,null,null,null,{"$f":"IF(D211<>\"\",IF(LEFT(C211,1)=\"P\",VLOOKUP(D211,Données!$B$46:$E$51,2,FALSE),IF(LEFT(C211,1)=\"W\",VLOOKUP(D211,Données!$B$46:$E$51,3,FALSE),IF(LEFT(C211,1)=\"R\",VLOOKUP(D211,Données!$B$46:$E$51,4,FALSE),\"/\"))),\"\")","v":""},"",null,"","","","",0,"","",null,null,null,null,null,null,null,null,0,0,0,"","","",0,0,0,0]
[null,null,null,null,{"$f":"IF(D212<>\"\",IF(LEFT(C212,1)=\"P\",VLOOKUP(D212,Données!$B$46:$E$51,2,FALSE),IF(LEFT(C212,1)=\"W\",VLOOKUP(D212,Données!$B$46:$E$51,3,FALSE),IF(LEFT(C212,1)=\"R\",VLOOKUP(D212,Données!$B$46:$E$51,4,FALSE),\"/\"))),\"\")","v":""},"",null,"","","","",0,"","",null,null,null,null,null,null,null,null,0,0,0,"","","",0,0,0,0]
[null,null,null,null,{"$f":"IF(D213<>\"\",IF(LEFT(C213,1)=\"P\",VLOOKUP(D213,Données!$B$46:$E$51,2,FALSE),IF(LEFT(C213,1)=\"W\",VLOOKUP(D213,Données!$B$46:$E$51,3,FALSE),IF(LEFT(C213,1)=\"R\",VLOOKUP(D213,Données!$B$46:$E$51,4,FALSE),\"/\"))),\"\")","v":""},"",null,"","","","",0,"","",null,null,null,null,null,null,null,null,0,0,0,"","","",0,0,0,0]
[null,null,null,null,{"$f":"IF(D214<>\"\",IF(LEFT(C214,1)=\"P\",VLOOKUP(D214,Données!$B$46:$E$51,2,FALSE),IF(LEFT(C214,1)=\"W\",VLOOKUP(D214,Données!$B$46:$E$51,3,FALSE),IF(LEFT(C214,1)=\"R\",VLOOKUP(D214,Données!$B$46:$E$51,4,FALSE),\"/\"))),\"\")","v":""},"",null,"","","","",0,"","",null,null,null,null,null,null,null,null,0,0,0,"","","",0,0,0,0]
[null,null,null,null,{"$f":"IF(D215<>\"\",IF(LEFT(C215,1)=\"P\",VLOOKUP(D215,Données!$B$46:$E$51,2,FALSE),IF(LEFT(C215,1)=\"W\",VLOOKUP(D215,Données!$B$46:$E$51,3,FALSE),IF(LEFT(C215,1)=\"R\",VLOOKUP(D215,Données!$B$46:$E$51,4,FALSE),\"/\"))),\"\")","v":""},"",null,"","","","",0,"","",null,null,null,null,null,null,null,null,0,0,0,"","","",0,0,0,0]
[null,null,null,null,{"$f":"IF(D216<>\"\",IF(LEFT(C216,1)=\"P\",VLOOKUP(D216,Données!$B$46:$E$51,2,FALSE),IF(LEFT(C216,1)=\"W\",VLOOKUP(D216,Données!$B$46:$E$51,3,FALSE),IF(LEFT(C216,1)=\"R\",VLOOKUP(D216,Données!$B$46:$E$51,4,FALSE),\"/\"))),\"\")","v":""},"",null,"","","","",0,"","",null,null,null,null,null,null,null,null,0,0,0,"","","",0,0,0,0]
[null,null,null,null,{"$f":"IF(D217<>\"\",IF(LEFT(C217,1)=\"P\",VLOOKUP(D217,Données!$B$46:$E$51,2,FALSE),IF(LEFT(C217,1)=\"W\",VLOOKUP(D217,Données!$B$46:$E$51,3,FALSE),IF(LEFT(C217,1)=\"R\",VLOOKUP(D217,Données!$B$46:$E$51,4,FALSE),\"/\"))),\"\")","v":""},"",null,"","","","",0,"","",null,null,null,null,null,null,null,null,0,0,0,"","","",0,0,0,0]
[null,null,null,null,{"$f":"IF(D218<>\"\",IF(LEFT(C218,1)=\"P\",VLOOKUP(D218,Données!$B$46:$E$51,2,FALSE),IF(LEFT(C218,1)=\"W\",VLOOKUP(D218,Données!$B$46:$E$51,3,FALSE),IF(LEFT(C218,1)=\"R\",VLOOKUP(D218,Données!$B$46:$E$51,4,FALSE),\"/\"))),\"\")","v":""},"",null,"","","","",0,"","",null,null,null,null,null,null,null,null,0,0,0,"","","",0,0,0,0]
[null,null,null,null,{"$f":"IF(D219<>\"\",IF(LEFT(C219,1)=\"P\",VLOOKUP(D219,Données!$B$46:$E$51,2,FALSE),IF(LEFT(C219,1)=\"W\",VLOOKUP(D219,Données!$B$46:$E$51,3,FALSE),IF(LEFT(C219,1)=\"R\",VLOOKUP(D219,Données!$B$46:$E$51,4,FALSE),\"/\"))),\"\")","v":""},"",null,"","","","",0,"","",null,null,null,null,null,null,null,null,0,0,0,"","","",0,0,0,0]
[null,null,null,null,{"$f":"IF(D220<>\"\",IF(LEFT(C220,1)=\"P\",VLOOKUP(D220,Données!$B$46:$E$51,2,FALSE),IF(LEFT(C220,1)=\"W\",VLOOKUP(D220,Données!$B$46:$E$51,3,FALSE),IF(LEFT(C220,1)=\"R\",VLOOKUP(D220,Données!$B$46:$E$51,4,FALSE),\"/\"))),\"\")","v":""},"",null,"","","","",0,"","",null,null,null,null,null,null,null,null,0,0,0,"","","",0,0,0,0]
[null,null,null,null,{"$f":"IF(D221<>\"\",IF(LEFT(C221,1)=\"P\",VLOOKUP(D221,Données!$B$46:$E$51,2,FALSE),IF(LEFT(C221,1)=\"W\",VLOOKUP(D221,Données!$B$46:$E$51,3,FALSE),IF(LEFT(C221,1)=\"R\",VLOOKUP(D221,Données!$B$46:$E$51,4,FALSE),\"/\"))),\"\")","v":""},"",null,"","","","",0,"","",null,null,null,null,null,null,null,null,0,0,0,"","","",0,0,0,0]
[null,null,null,null,{"$f":"IF(D222<>\"\",IF(LEFT(C222,1)=\"P\",VLOOKUP(D222,Données!$B$46:$E$51,2,FALSE),IF(LEFT(C222,1)=\"W\",VLOOKUP(D222,Données!$B$46:$E$51,3,FALSE),IF(LEFT(C222,1)=\"R\",VLOOKUP(D222,Données!$B$46:$E$51,4,FALSE),\"/\"))),\"\")","v":""},"",null,"","","","",0,"","",null,null,null,null,null,null,null,null,0,0,0,"","","",0,0,0,0]
[null,null,null,null,{"$f":"IF(D223<>\"\",IF(LEFT(C223,1)=\"P\",VLOOKUP(D223,Données!$B$46:$E$51,2,FALSE),IF(LEFT(C223,1)=\"W\",VLOOKUP(D223,Données!$B$46:$E$51,3,FALSE),IF(LEFT(C223,1)=\"R\",VLOOKUP(D223,Données!$B$46:$E$51,4,FALSE),\"/\"))),\"\")","v":""},"",null,"","","","",0,"","",null,null,null,null,null,null,null,null,0,0,0,"","","",0,0,0,0]
[null,null,null,null,{"$f":"IF(D224<>\"\",IF(LEFT(C224,1)=\"P\",VLOOKUP(D224,Données!$B$46:$E$51,2,FALSE),IF(LEFT(C224,1)=\"W\",VLOOKUP(D224,Données!$B$46:$E$51,3,FALSE),IF(LEFT(C224,1)=\"R\",VLOOKUP(D224,Données!$B$46:$E$51,4,FALSE),\"/\"))),\"\")","v":""},"",null,"","","","",0,"","",null,null,null,null,null,null,null,null,0,0,0,"","","",0,0,0,0]
[null,null,null,null,{"$f":"IF(D225<>\"\",IF(LEFT(C225,1)=\"P\",VLOOKUP(D225,Données!$B$46:$E$51,2,FALSE),IF(LEFT(C225,1)=\"W\",VLOOKUP(D225,Données!$B$46:$E$51,3,FALSE),IF(LEFT(C225,1)=\"R\",VLOOKUP(D225,Données!$B$46:$E$51,4,FALSE),\"/\"))),\"\")","v":""},"",null,{"$f":"IF(AND(NOT(ISBLANK(B225)),OR($L$19>90,MIN($L$19:$L$20)<15)),\"-\",IF(G225=0,\"\",IF($L$19>25,3.28086*POWER(AVERAGE($L$19:$L$20)-G225,1.1536),N225)))","v":""},{"$f":"IF(H225=\"-\",\"-\",IF(G225=0,\"\",VLOOKUP(D225,$W$342:$X$346,2,0)*H225))","v":""},{"$f":"IF(I225=\"-\",\"-\",IF(W225=0,\"\",IF(W225=1,Y225,IF(W225=2,\"\"))))","v":""},{"$f":"IF(J225=\"-\",\"-\",IF(W225=1,Z225,\"\"))","v":""},0,"",{"$f":"IF(G225=\"\",\"\",IF($L$23=\"Panneaux en mode rafraîchissement suivant EN 14240\",(5.7091*(G225-AVERAGE($L$19:$L$20))-5.1818)*1.45,IF($K$24=\"Montage en faux plafond\",(5.7091*(G225-AVERAGE($L$19:$L$20))-5.1818),IF($K$24=\"Montage apparent\",(7.5455*(G225-AVERAGE($L$19:$L$20))-5.1818),\"\"))))","v":""},null,null,null,null,null,null,null,null,0,0,0,"","","",0,0,0,0]
[null,null,null,null,{"$f":"IF(D226<>\"\",IF(LEFT(C226,1)=\"P\",VLOOKUP(D226,Données!$B$46:$E$51,2,FALSE),IF(LEFT(C226,1)=\"W\",VLOOKUP(D226,Données!$B$46:$E$51,3,FALSE),IF(LEFT(C226,1)=\"R\",VLOOKUP(D226,Données!$B$46:$E$51,4,FALSE),\"/\"))),\"\")","v":""},"",null,"","","","",{"$f":"IF(K226=\"-\",\"-\",IF(W226=0,0,IF(W226=1,ROUND(AC226,2),IF(W226=2,0))))","v":0},"","",null,null,null,null,null,null,null,null,{"$f":"IF(OR(C226=\"PA\",C226=\"PB\",C226=\"WA\",C226=\"WB\",C226=\"RA\",C226=\"RB\",C226=\"PS\",C226=\"WS\"),2,IF(OR(C226=\"P\",C226=\"W\",C226=\"R\"),1,0))","v":0},0,{"$f":"IF(AND(W226=0,X226=0),0,IF(X226=0,I226*B226,IF(X226=1,I226*B226+Y227,0)))","v":0},{"$f":"IF(W226=2,Z225,IF(W226=0,\"\",IF(W226=1,IF($L$19>29,J226/($L$19-$L$20)/1.16,IF($L$19<29,J226/($L$20-$L$19)/1.16,\"\")))))","v":""},"","",0,0,0,{"$f":"(($W$336/$W$339)*(($X$349*(POWER(AD226,2)))/2)*(VLOOKUP(D226,$W$342:$X$346,2,0)*6*B226))/1000","v":0}]
[null,null,null,null,{"$f":"IF(D227<>\"\",IF(LEFT(C227,1)=\"P\",VLOOKUP(D227,Données!$B$46:$E$51,2,FALSE),IF(LEFT(C227,1)=\"W\",VLOOKUP(D227,Données!$B$46:$E$51,3,FALSE),IF(LEFT(C227,1)=\"R\",VLOOKUP(D227,Données!$B$46:$E$51,4,FALSE),\"/\"))),\"\")","v":""},"",null,"","","","",0,{"$f":"+IF(K227=\"\",\"\",IF(K227<$W$29,J227*0.95,J227))","v":""},"",null,null,null,null,null,null,null,null,0,{"$f":"IF(W228=0,0,IF(W228=2,1,0))","v":0},0,"",{"$f":"IF(W227=0,\"\",IF(W227=1,$W$29,IF(W227=2,AA226)))","v":""},{"$f":"IF(MAX(Z227,AA227)=0,\"\",MAX(Z227,AA227))","v":""},{"$f":"IF(AND(W227=0,X227=0),0,IF(X227=0,AE227+AF227,IF(X227=1,AC228+AE227+AF227,0)))","v":0},{"$f":"IF(Z227=\"\",0,IF(OR(Z227=0,Z227=\"\"),0,(Z227/1000/3600)/(PI()*POWER((0.0126/2),2))))","v":0},{"$f":"($Z$329*($X$349*(POWER(AD227,2)))/2)/1000","v":0},0]
[null,null,null,null,{"$f":"IF(D228<>\"\",IF(LEFT(C228,1)=\"P\",VLOOKUP(D228,Données!$B$46:$E$51,2,FALSE),IF(LEFT(C228,1)=\"W\",VLOOKUP(D228,Données!$B$46:$E$51,3,FALSE),IF(LEFT(C228,1)=\"R\",VLOOKUP(D228,Données!$B$46:$E$51,4,FALSE),\"/\"))),\"\")","v":""},{"$f":"IF(D228<>\"\",HLOOKUP(D228,$S$3:$X$16,MATCH(C228,$S$3:$S$16,0),FALSE),\"\")","v":""},null,"","","","",0,"","",null,null,null,null,null,null,null,null,0,0,0,"","","",0,0,0,0]
[null,null,null,null,{"$f":"IF(D229<>\"\",IF(LEFT(C229,1)=\"P\",VLOOKUP(D229,Données!$B$46:$E$51,2,FALSE),IF(LEFT(C229,1)=\"W\",VLOOKUP(D229,Données!$B$46:$E$51,3,FALSE),IF(LEFT(C229,1)=\"R\",VLOOKUP(D229,Données!$B$46:$E$51,4,FALSE),\"/\"))),\"\")","v":""},"",null,"","","","",0,"","",null,null,null,null,null,null,null,null,0,0,0,"","","",0,0,0,0]
[null,null,null,null,{"$f":"IF(D230<>\"\",IF(LEFT(C230,1)=\"P\",VLOOKUP(D230,Données!$B$46:$E$51,2,FALSE),IF(LEFT(C230,1)=\"W\",VLOOKUP(D230,Données!$B$46:$E$51,3,FALSE),IF(LEFT(C230,1)=\"R\",VLOOKUP(D230,Données!$B$46:$E$51,4,FALSE),\"/\"))),\"\")","v":""},"",null,"","","","",0,"","",null,null,null,null,null,null,null,null,0,0,0,"","","",0,0,0,0]
[null,null,null,null,{"$f":"IF(D231<>\"\",IF(LEFT(C231,1)=\"P\",VLOOKUP(D231,Données!$B$46:$E$51,2,FALSE),IF(LEFT(C231,1)=\"W\",VLOOKUP(D231,Données!$B$46:$E$51,3,FALSE),IF(LEFT(C231,1)=\"R\",VLOOKUP(D231,Données!$B$46:$E$51,4,FALSE),\"/\"))),\"\")","v":""},"",null,"","","","",0,"","",null,null,null,null,null,null,null,null,0,0,0,"","","",0,0,0,0]
[null,null,null,null,{"$f":"IF(D232<>\"\",IF(LEFT(C232,1)=\"P\",VLOOKUP(D232,Données!$B$46:$E$51,2,FALSE),IF(LEFT(C232,1)=\"W\",VLOOKUP(D232,Données!$B$46:$E$51,3,FALSE),IF(LEFT(C232,1)=\"R\",VLOOKUP(D232,Données!$B$46:$E$51,4,FALSE),\"/\"))),\"\")","v":""},"",null,"","","","",0,"","",null,null,null,null,null,null,null,null,0,0,0,"","","",0,0,0,0]
[null,null,null,null,{"$f":"IF(D233<>\"\",IF(LEFT(C233,1)=\"P\",VLOOKUP(D233,Données!$B$46:$E$51,2,FALSE),IF(LEFT(C233,1)=\"W\",VLOOKUP(D233,Données!$B$46:$E$51,3,FALSE),IF(LEFT(C233,1)=\"R\",VLOOKUP(D233,Données!$B$46:$E$51,4,FALSE),\"/\"))),\"\")","v":""},"",null,"","","","",0,"","",null,null,null,null,null,null,null,null,0,0,0,"","","",0,0,0,0]
[null,null,null,null,{"$f":"IF(D234<>\"\",IF(LEFT(C234,1)=\"P\",VLOOKUP(D234,Données!$B$46:$E$51,2,FALSE),IF(LEFT(C234,1)=\"W\",VLOOKUP(D234,Données!$B$46:$E$51,3,FALSE),IF(LEFT(C234,1)=\"R\",VLOOKUP(D234,Données!$B$46:$E$51,4,FALSE),\"/\"))),\"\")","v":""},"",null,"","","","",0,"","",null,null,null,null,null,null,null,null,0,0,0,"","","",0,0,0,0]
[null,null,null,null,{"$f":"IF(D235<>\"\",IF(LEFT(C235,1)=\"P\",VLOOKUP(D235,Données!$B$46:$E$51,2,FALSE),IF(LEFT(C235,1)=\"W\",VLOOKUP(D235,Données!$B$46:$E$51,3,FALSE),IF(LEFT(C235,1)=\"R\",VLOOKUP(D235,Données!$B$46:$E$51,4,FALSE),\"/\"))),\"\")","v":""},"",null,"","","","",0,"","",null,null,null,null,null,null,null,null,0,0,0,"","","",0,0,0,0]
[null,null,null,null,{"$f":"IF(D236<>\"\",IF(LEFT(C236,1)=\"P\",VLOOKUP(D236,Données!$B$46:$E$51,2,FALSE),IF(LEFT(C236,1)=\"W\",VLOOKUP(D236,Données!$B$46:$E$51,3,FALSE),IF(LEFT(C236,1)=\"R\",VLOOKUP(D236,Données!$B$46:$E$51,4,FALSE),\"/\"))),\"\")","v":""},"",null,"","","","",0,"","",null,null,null,null,null,null,null,null,0,0,0,"","","",0,0,0,0]
[null,null,null,null,{"$f":"IF(D237<>\"\",IF(LEFT(C237,1)=\"P\",VLOOKUP(D237,Données!$B$46:$E$51,2,FALSE),IF(LEFT(C237,1)=\"W\",VLOOKUP(D237,Données!$B$46:$E$51,3,FALSE),IF(LEFT(C237,1)=\"R\",VLOOKUP(D237,Données!$B$46:$E$51,4,FALSE),\"/\"))),\"\")","v":""},"",null,"","","","",0,"","",null,null,null,null,null,null,null,null,0,0,0,"","","",0,0,0,0]
[null,null,null,null,{"$f":"IF(D238<>\"\",IF(LEFT(C238,1)=\"P\",VLOOKUP(D238,Données!$B$46:$E$51,2,FALSE),IF(LEFT(C238,1)=\"W\",VLOOKUP(D238,Données!$B$46:$E$51,3,FALSE),IF(LEFT(C238,1)=\"R\",VLOOKUP(D238,Données!$B$46:$E$51,4,FALSE),\"/\"))),\"\")","v":""},"",null,"","","","",0,"","",null,null,null,null,null,null,null,null,0,0,0,"","","",0,0,0,0]
[null,null,null,null,{"$f":"IF(D239<>\"\",IF(LEFT(C239,1)=\"P\",VLOOKUP(D239,Données!$B$46:$E$51,2,FALSE),IF(LEFT(C239,1)=\"W\",VLOOKUP(D239,Données!$B$46:$E$51,3,FALSE),IF(LEFT(C239,1)=\"R\",VLOOKUP(D239,Données!$B$46:$E$51,4,FALSE),\"/\"))),\"\")","v":""},"",null,"","","","",0,"","",null,null,null,null,null,null,null,null,0,0,0,"","","",0,0,0,0]
[null,null,null,null,{"$f":"IF(D240<>\"\",IF(LEFT(C240,1)=\"P\",VLOOKUP(D240,Données!$B$46:$E$51,2,FALSE),IF(LEFT(C240,1)=\"W\",VLOOKUP(D240,Données!$B$46:$E$51,3,FALSE),IF(LEFT(C240,1)=\"R\",VLOOKUP(D240,Données!$B$46:$E$51,4,FALSE),\"/\"))),\"\")","v":""},"",null,"","","","",0,"","",null,null,null,null,null,null,null,null,0,0,0,"","","",0,0,0,0]
[null,null,null,null,{"$f":"IF(D241<>\"\",IF(LEFT(C241,1)=\"P\",VLOOKUP(D241,Données!$B$46:$E$51,2,FALSE),IF(LEFT(C241,1)=\"W\",VLOOKUP(D241,Données!$B$46:$E$51,3,FALSE),IF(LEFT(C241,1)=\"R\",VLOOKUP(D241,Données!$B$46:$E$51,4,FALSE),\"/\"))),\"\")","v":""},"",null,"","","","",0,"","",null,null,null,null,null,null,null,null,0,0,0,"","","",0,0,0,0]
[null,null,null,null,{"$f":"IF(D242<>\"\",IF(LEFT(C242,1)=\"P\",VLOOKUP(D242,Données!$B$46:$E$51,2,FALSE),IF(LEFT(C242,1)=\"W\",VLOOKUP(D242,Données!$B$46:$E$51,3,FALSE),IF(LEFT(C242,1)=\"R\",VLOOKUP(D242,Données!$B$46:$E$51,4,FALSE),\"/\"))),\"\")","v":""},"",null,"","","","",0,"","",null,null,null,null,null,null,null,null,0,0,0,"","","",0,0,0,0]
[null,null,null,null,{"$f":"IF(D243<>\"\",IF(LEFT(C243,1)=\"P\",VLOOKUP(D243,Données!$B$46:$E$51,2,FALSE),IF(LEFT(C243,1)=\"W\",VLOOKUP(D243,Données!$B$46:$E$51,3,FALSE),IF(LEFT(C243,1)=\"R\",VLOOKUP(D243,Données!$B$46:$E$51,4,FALSE),\"/\"))),\"\")","v":""},"",null,"","","","",0,"","",null,null,null,null,null,null,null,null,0,0,0,"","","",0,0,0,0]
[null,null,null,null,{"$f":"IF(D244<>\"\",IF(LEFT(C244,1)=\"P\",VLOOKUP(D244,Données!$B$46:$E$51,2,FALSE),IF(LEFT(C244,1)=\"W\",VLOOKUP(D244,Données!$B$46:$E$51,3,FALSE),IF(LEFT(C244,1)=\"R\",VLOOKUP(D244,Données!$B$46:$E$51,4,FALSE),\"/\"))),\"\")","v":""},"",null,"","","","",0,"","",null,null,null,null,null,null,null,null,0,0,0,"","","",0,0,0,0]
[null,null,null,null,{"$f":"IF(D245<>\"\",IF(LEFT(C245,1)=\"P\",VLOOKUP(D245,Données!$B$46:$E$51,2,FALSE),IF(LEFT(C245,1)=\"W\",VLOOKUP(D245,Données!$B$46:$E$51,3,FALSE),IF(LEFT(C245,1)=\"R\",VLOOKUP(D245,Données!$B$46:$E$51,4,FALSE),\"/\"))),\"\")","v":""},"",null,"","","","",0,"","",null,null,null,null,null,null,null,null,0,0,0,"","","",0,0,0,0]
[null,null,null,null,{"$f":"IF(D246<>\"\",IF(LEFT(C246,1)=\"P\",VLOOKUP(D246,Données!$B$46:$E$51,2,FALSE),IF(LEFT(C246,1)=\"W\",VLOOKUP(D246,Données!$B$46:$E$51,3,FALSE),IF(LEFT(C246,1)=\"R\",VLOOKUP(D246,Données!$B$46:$E$51,4,FALSE),\"/\"))),\"\")","v":""},"",null,"","","","",0,"","",null,null,null,null,null,null,null,null,0,0,0,"","","",0,0,0,0]
[null,null,null,null,{"$f":"IF(D247<>\"\",IF(LEFT(C247,1)=\"P\",VLOOKUP(D247,Données!$B$46:$E$51,2,FALSE),IF(LEFT(C247,1)=\"W\",VLOOKUP(D247,Données!$B$46:$E$51,3,FALSE),IF(LEFT(C247,1)=\"R\",VLOOKUP(D247,Données!$B$46:$E$51,4,FALSE),\"/\"))),\"\")","v":""},"",null,"","","","",0,"","",null,null,null,null,null,null,null,null,0,0,0,"","","",0,0,0,0]
[null,null,null,null,{"$f":"IF(D248<>\"\",IF(LEFT(C248,1)=\"P\",VLOOKUP(D248,Données!$B$46:$E$51,2,FALSE),IF(LEFT(C248,1)=\"W\",VLOOKUP(D248,Données!$B$46:$E$51,3,FALSE),IF(LEFT(C248,1)=\"R\",VLOOKUP(D248,Données!$B$46:$E$51,4,FALSE),\"/\"))),\"\")","v":""},"",null,"","","","",0,"","",null,null,null,null,null,null,null,null,0,0,0,"","","",0,0,0,0]
[null,null,null,null,{"$f":"IF(D249<>\"\",IF(LEFT(C249,1)=\"P\",VLOOKUP(D249,Données!$B$46:$E$51,2,FALSE),IF(LEFT(C249,1)=\"W\",VLOOKUP(D249,Données!$B$46:$E$51,3,FALSE),IF(LEFT(C249,1)=\"R\",VLOOKUP(D249,Données!$B$46:$E$51,4,FALSE),\"/\"))),\"\")","v":""},"",null,"","","","",0,"","",null,null,null,null,null,null,null,null,0,0,0,"","","",0,0,0,0]
[null,null,null,null,{"$f":"IF(D250<>\"\",IF(LEFT(C250,1)=\"P\",VLOOKUP(D250,Données!$B$46:$E$51,2,FALSE),IF(LEFT(C250,1)=\"W\",VLOOKUP(D250,Données!$B$46:$E$51,3,FALSE),IF(LEFT(C250,1)=\"R\",VLOOKUP(D250,Données!$B$46:$E$51,4,FALSE),\"/\"))),\"\")","v":""},"",null,"","","","",0,"","",null,null,null,null,null,null,null,null,0,0,0,"","","",0,0,0,0]
[null,null,null,null,{"$f":"IF(D251<>\"\",IF(LEFT(C251,1)=\"P\",VLOOKUP(D251,Données!$B$46:$E$51,2,FALSE),IF(LEFT(C251,1)=\"W\",VLOOKUP(D251,Données!$B$46:$E$51,3,FALSE),IF(LEFT(C251,1)=\"R\",VLOOKUP(D251,Données!$B$46:$E$51,4,FALSE),\"/\"))),\"\")","v":""},"",null,"","","","",0,"","",null,null,null,null,null,null,null,null,0,0,0,"","","",0,0,0,0]
[null,null,null,null,{"$f":"IF(D252<>\"\",IF(LEFT(C252,1)=\"P\",VLOOKUP(D252,Données!$B$46:$E$51,2,FALSE),IF(LEFT(C252,1)=\"W\",VLOOKUP(D252,Données!$B$46:$E$51,3,FALSE),IF(LEFT(C252,1)=\"R\",VLOOKUP(D252,Données!$B$46:$E$51,4,FALSE),\"/\"))),\"\")","v":""},"",null,"","","","",0,"","",null,null,null,null,null,null,null,null,0,0,0,"","","",0,0,0,0]
[null,null,null,null,{"$f":"IF(D253<>\"\",IF(LEFT(C253,1)=\"P\",VLOOKUP(D253,Données!$B$46:$E$51,2,FALSE),IF(LEFT(C253,1)=\"W\",VLOOKUP(D253,Données!$B$46:$E$51,3,FALSE),IF(LEFT(C253,1)=\"R\",VLOOKUP(D253,Données!$B$46:$E$51,4,FALSE),\"/\"))),\"\")","v":""},"",null,"","","","",0,"","",null,null,null,null,null,null,null,null,0,0,0,"","","",0,0,0,0]
[null,null,null,null,{"$f":"IF(D254<>\"\",IF(LEFT(C254,1)=\"P\",VLOOKUP(D254,Données!$B$46:$E$51,2,FALSE),IF(LEFT(C254,1)=\"W\",VLOOKUP(D254,Données!$B$46:$E$51,3,FALSE),IF(LEFT(C254,1)=\"R\",VLOOKUP(D254,Données!$B$46:$E$51,4,FALSE),\"/\"))),\"\")","v":""},"",null,"","","","",0,"","",null,null,null,null,null,null,null,null,0,0,0,"","","",0,0,0,0]
[null,null,null,null,{"$f":"IF(D255<>\"\",IF(LEFT(C255,1)=\"P\",VLOOKUP(D255,Données!$B$46:$E$51,2,FALSE),IF(LEFT(C255,1)=\"W\",VLOOKUP(D255,Données!$B$46:$E$51,3,FALSE),IF(LEFT(C255,1)=\"R\",VLOOKUP(D255,Données!$B$46:$E$51,4,FALSE),\"/\"))),\"\")","v":""},"",null,"","","","",0,"","",null,null,null,null,null,null,null,null,0,0,0,"","","",0,0,0,0]
[null,null,null,null,{"$f":"IF(D256<>\"\",IF(LEFT(C256,1)=\"P\",VLOOKUP(D256,Données!$B$46:$E$51,2,FALSE),IF(LEFT(C256,1)=\"W\",VLOOKUP(D256,Données!$B$46:$E$51,3,FALSE),IF(LEFT(C256,1)=\"R\",VLOOKUP(D256,Données!$B$46:$E$51,4,FALSE),\"/\"))),\"\")","v":""},"",null,"","","","",0,"","",null,null,null,null,null,null,null,null,0,0,0,"","","",0,0,0,0]
[null,null,null,null,{"$f":"IF(D257<>\"\",IF(LEFT(C257,1)=\"P\",VLOOKUP(D257,Données!$B$46:$E$51,2,FALSE),IF(LEFT(C257,1)=\"W\",VLOOKUP(D257,Données!$B$46:$E$51,3,FALSE),IF(LEFT(C257,1)=\"R\",VLOOKUP(D257,Données!$B$46:$E$51,4,FALSE),\"/\"))),\"\")","v":""},"",null,"","","","",0,"","",null,null,null,null,null,null,null,null,0,0,0,"","","",0,0,0,0]
[null,null,null,null,{"$f":"IF(D258<>\"\",IF(LEFT(C258,1)=\"P\",VLOOKUP(D258,Données!$B$46:$E$51,2,FALSE),IF(LEFT(C258,1)=\"W\",VLOOKUP(D258,Données!$B$46:$E$51,3,FALSE),IF(LEFT(C258,1)=\"R\",VLOOKUP(D258,Données!$B$46:$E$51,4,FALSE),\"/\"))),\"\")","v":""},"",null,"","","","",0,"","",null,null,null,null,null,null,null,null,0,0,0,"","","",0,0,0,0]
[null,null,null,null,{"$f":"IF(D259<>\"\",IF(LEFT(C259,1)=\"P\",VLOOKUP(D259,Données!$B$46:$E$51,2,FALSE),IF(LEFT(C259,1)=\"W\",VLOOKUP(D259,Données!$B$46:$E$51,3,FALSE),IF(LEFT(C259,1)=\"R\",VLOOKUP(D259,Données!$B$46:$E$51,4,FALSE),\"/\"))),\"\")","v":""},"",null,"","","","",0,"","",null,null,null,null,null,null,null,null,0,0,0,"","","",0,0,0,0]
[null,null,null,null,{"$f":"IF(D260<>\"\",IF(LEFT(C260,1)=\"P\",VLOOKUP(D260,Données!$B$46:$E$51,2,FALSE),IF(LEFT(C260,1)=\"W\",VLOOKUP(D260,Données!$B$46:$E$51,3,FALSE),IF(LEFT(C260,1)=\"R\",VLOOKUP(D260,Données!$B$46:$E$51,4,FALSE),\"/\"))),\"\")","v":""},"",null,"","","","",0,"","",null,null,null,null,null,null,null,null,0,0,0,"","","",0,0,0,0]
[null,null,null,null,{"$f":"IF(D261<>\"\",IF(LEFT(C261,1)=\"P\",VLOOKUP(D261,Données!$B$46:$E$51,2,FALSE),IF(LEFT(C261,1)=\"W\",VLOOKUP(D261,Données!$B$46:$E$51,3,FALSE),IF(LEFT(C261,1)=\"R\",VLOOKUP(D261,Données!$B$46:$E$51,4,FALSE),\"/\"))),\"\")","v":""},"",null,"","","","",0,"","",null,null,null,null,null,null,null,null,0,0,0,"","","",0,0,0,0]
[null,null,null,null,{"$f":"IF(D262<>\"\",IF(LEFT(C262,1)=\"P\",VLOOKUP(D262,Données!$B$46:$E$51,2,FALSE),IF(LEFT(C262,1)=\"W\",VLOOKUP(D262,Données!$B$46:$E$51,3,FALSE),IF(LEFT(C262,1)=\"R\",VLOOKUP(D262,Données!$B$46:$E$51,4,FALSE),\"/\"))),\"\")","v":""},"",null,"","","","",0,"","",null,null,null,null,null,null,null,null,0,0,0,"","","",0,0,0,0]
[null,null,null,null,{"$f":"IF(D263<>\"\",IF(LEFT(C263,1)=\"P\",VLOOKUP(D263,Données!$B$46:$E$51,2,FALSE),IF(LEFT(C263,1)=\"W\",VLOOKUP(D263,Données!$B$46:$E$51,3,FALSE),IF(LEFT(C263,1)=\"R\",VLOOKUP(D263,Données!$B$46:$E$51,4,FALSE),\"/\"))),\"\")","v":""},"",null,"","","","",0,"","",null,null,null,null,null,null,null,null,0,0,0,"","","",0,0,0,0]
[null,null,null,null,{"$f":"IF(D264<>\"\",IF(LEFT(C264,1)=\"P\",VLOOKUP(D264,Données!$B$46:$E$51,2,FALSE),IF(LEFT(C264,1)=\"W\",VLOOKUP(D264,Données!$B$46:$E$51,3,FALSE),IF(LEFT(C264,1)=\"R\",VLOOKUP(D264,Données!$B$46:$E$51,4,FALSE),\"/\"))),\"\")","v":""},"",null,"","","","",0,"","",null,null,null,null,null,null,null,null,0,0,0,"","","",0,0,0,0]
[null,null,null,null,{"$f":"IF(D265<>\"\",IF(LEFT(C265,1)=\"P\",VLOOKUP(D265,Données!$B$46:$E$51,2,FALSE),IF(LEFT(C265,1)=\"W\",VLOOKUP(D265,Données!$B$46:$E$51,3,FALSE),IF(LEFT(C265,1)=\"R\",VLOOKUP(D265,Données!$B$46:$E$51,4,FALSE),\"/\"))),\"\")","v":""},"",null,"","","","",0,"","",null,null,null,null,null,null,null,null,0,0,0,"","","",0,0,0,0]
[null,null,null,null,{"$f":"IF(D266<>\"\",IF(LEFT(C266,1)=\"P\",VLOOKUP(D266,Données!$B$46:$E$51,2,FALSE),IF(LEFT(C266,1)=\"W\",VLOOKUP(D266,Données!$B$46:$E$51,3,FALSE),IF(LEFT(C266,1)=\"R\",VLOOKUP(D266,Données!$B$46:$E$51,4,FALSE),\"/\"))),\"\")","v":""},"",null,"","","","",0,"","",null,null,null,null,null,null,null,null,0,0,0,"","","",0,0,0,0]
[null,null,null,null,{"$f":"IF(D267<>\"\",IF(LEFT(C267,1)=\"P\",VLOOKUP(D267,Données!$B$46:$E$51,2,FALSE),IF(LEFT(C267,1)=\"W\",VLOOKUP(D267,Données!$B$46:$E$51,3,FALSE),IF(LEFT(C267,1)=\"R\",VLOOKUP(D267,Données!$B$46:$E$51,4,FALSE),\"/\"))),\"\")","v":""},"",null,"","","","",0,"","",null,null,null,null,null,null,null,null,0,0,0,"","","",0,0,0,0]
[null,null,null,null,{"$f":"IF(D268<>\"\",IF(LEFT(C268,1)=\"P\",VLOOKUP(D268,Données!$B$46:$E$51,2,FALSE),IF(LEFT(C268,1)=\"W\",VLOOKUP(D268,Données!$B$46:$E$51,3,FALSE),IF(LEFT(C268,1)=\"R\",VLOOKUP(D268,Données!$B$46:$E$51,4,FALSE),\"/\"))),\"\")","v":""},"",null,"","","","",0,"","",null,null,null,null,null,null,null,null,0,0,0,"","","",0,0,0,0]
[null,null,null,null,{"$f":"IF(D269<>\"\",IF(LEFT(C269,1)=\"P\",VLOOKUP(D269,Données!$B$46:$E$51,2,FALSE),IF(LEFT(C269,1)=\"W\",VLOOKUP(D269,Données!$B$46:$E$51,3,FALSE),IF(LEFT(C269,1)=\"R\",VLOOKUP(D269,Données!$B$46:$E$51,4,FALSE),\"/\"))),\"\")","v":""},"",null,"","","","",0,"","",null,null,null,null,null,null,null,null,0,0,0,"","","",0,0,0,0]
[null,null,null,null,{"$f":"IF(D270<>\"\",IF(LEFT(C270,1)=\"P\",VLOOKUP(D270,Données!$B$46:$E$51,2,FALSE),IF(LEFT(C270,1)=\"W\",VLOOKUP(D270,Données!$B$46:$E$51,3,FALSE),IF(LEFT(C270,1)=\"R\",VLOOKUP(D270,Données!$B$46:$E$51,4,FALSE),\"/\"))),\"\")","v":""},"",null,"","","","",0,"","",null,null,null,null,null,null,null,null,0,0,0,"","","",0,0,0,0]
[null,null,null,null,{"$f":"IF(D271<>\"\",IF(LEFT(C271,1)=\"P\",VLOOKUP(D271,Données!$B$46:$E$51,2,FALSE),IF(LEFT(C271,1)=\"W\",VLOOKUP(D271,Données!$B$46:$E$51,3,FALSE),IF(LEFT(C271,1)=\"R\",VLOOKUP(D271,Données!$B$46:$E$51,4,FALSE),\"/\"))),\"\")","v":""},"",null,"","","","",0,"","",null,null,null,null,null,null,null,null,0,0,0,"","","",0,0,0,0]
[null,null,null,null,{"$f":"IF(D272<>\"\",IF(LEFT(C272,1)=\"P\",VLOOKUP(D272,Données!$B$46:$E$51,2,FALSE),IF(LEFT(C272,1)=\"W\",VLOOKUP(D272,Données!$B$46:$E$51,3,FALSE),IF(LEFT(C272,1)=\"R\",VLOOKUP(D272,Données!$B$46:$E$51,4,FALSE),\"/\"))),\"\")","v":""},"",null,"","","","",0,"","",null,null,null,null,null,null,null,null,0,0,0,"","","",0,0,0,0]
[null,null,null,null,{"$f":"IF(D273<>\"\",IF(LEFT(C273,1)=\"P\",VLOOKUP(D273,Données!$B$46:$E$51,2,FALSE),IF(LEFT(C273,1)=\"W\",VLOOKUP(D273,Données!$B$46:$E$51,3,FALSE),IF(LEFT(C273,1)=\"R\",VLOOKUP(D273,Données!$B$46:$E$51,4,FALSE),\"/\"))),\"\")","v":""},"",null,"","","","",0,"","",null,null,null,null,null,null,null,null,0,0,0,"","","",0,0,0,0]
[null,null,null,null,{"$f":"IF(D274<>\"\",IF(LEFT(C274,1)=\"P\",VLOOKUP(D274,Données!$B$46:$E$51,2,FALSE),IF(LEFT(C274,1)=\"W\",VLOOKUP(D274,Données!$B$46:$E$51,3,FALSE),IF(LEFT(C274,1)=\"R\",VLOOKUP(D274,Données!$B$46:$E$51,4,FALSE),\"/\"))),\"\")","v":""},"",null,"","","","",0,"","",null,null,null,null,null,null,null,null,0,0,0,"","","",0,0,0,0]
[null,null,null,null,{"$f":"IF(D275<>\"\",IF(LEFT(C275,1)=\"P\",VLOOKUP(D275,Données!$B$46:$E$51,2,FALSE),IF(LEFT(C275,1)=\"W\",VLOOKUP(D275,Données!$B$46:$E$51,3,FALSE),IF(LEFT(C275,1)=\"R\",VLOOKUP(D275,Données!$B$46:$E$51,4,FALSE),\"/\"))),\"\")","v":""},"",null,"","","","",0,"","",null,null,null,null,null,null,null,null,0,0,0,"","","",0,0,0,0]
[null,null,null,null,{"$f":"IF(D276<>\"\",IF(LEFT(C276,1)=\"P\",VLOOKUP(D276,Données!$B$46:$E$51,2,FALSE),IF(LEFT(C276,1)=\"W\",VLOOKUP(D276,Données!$B$46:$E$51,3,FALSE),IF(LEFT(C276,1)=\"R\",VLOOKUP(D276,Données!$B$46:$E$51,4,FALSE),\"/\"))),\"\")","v":""},"",null,"","","","",0,"","",null,null,null,null,null,null,null,null,0,0,0,"","","",0,0,0,0]
[null,null,null,null,{"$f":"IF(D277<>\"\",IF(LEFT(C277,1)=\"P\",VLOOKUP(D277,Données!$B$46:$E$51,2,FALSE),IF(LEFT(C277,1)=\"W\",VLOOKUP(D277,Données!$B$46:$E$51,3,FALSE),IF(LEFT(C277,1)=\"R\",VLOOKUP(D277,Données!$B$46:$E$51,4,FALSE),\"/\"))),\"\")","v":""},"",null,"","","","",0,"","",null,null,null,null,null,null,null,null,0,0,0,"","","",0,0,0,0]
[null,null,null,null,{"$f":"IF(D278<>\"\",IF(LEFT(C278,1)=\"P\",VLOOKUP(D278,Données!$B$46:$E$51,2,FALSE),IF(LEFT(C278,1)=\"W\",VLOOKUP(D278,Données!$B$46:$E$51,3,FALSE),IF(LEFT(C278,1)=\"R\",VLOOKUP(D278,Données!$B$46:$E$51,4,FALSE),\"/\"))),\"\")","v":""},"",null,"","","","",0,"","",null,null,null,null,null,null,null,null,0,0,0,"","","",0,0,0,0]
[null,null,null,null,{"$f":"IF(D279<>\"\",IF(LEFT(C279,1)=\"P\",VLOOKUP(D279,Données!$B$46:$E$51,2,FALSE),IF(LEFT(C279,1)=\"W\",VLOOKUP(D279,Données!$B$46:$E$51,3,FALSE),IF(LEFT(C279,1)=\"R\",VLOOKUP(D279,Données!$B$46:$E$51,4,FALSE),\"/\"))),\"\")","v":""},"",null,"","","","",0,"","",null,null,null,null,null,null,null,null,0,0,0,"","","",0,0,0,0]
[null,null,null,null,{"$f":"IF(D280<>\"\",IF(LEFT(C280,1)=\"P\",VLOOKUP(D280,Données!$B$46:$E$51,2,FALSE),IF(LEFT(C280,1)=\"W\",VLOOKUP(D280,Données!$B$46:$E$51,3,FALSE),IF(LEFT(C280,1)=\"R\",VLOOKUP(D280,Données!$B$46:$E$51,4,FALSE),\"/\"))),\"\")","v":""},"",null,"","","","",0,"","",null,null,null,null,null,null,null,null,0,0,0,"","","",0,0,0,0]
[null,null,null,null,{"$f":"IF(D281<>\"\",IF(LEFT(C281,1)=\"P\",VLOOKUP(D281,Données!$B$46:$E$51,2,FALSE),IF(LEFT(C281,1)=\"W\",VLOOKUP(D281,Données!$B$46:$E$51,3,FALSE),IF(LEFT(C281,1)=\"R\",VLOOKUP(D281,Données!$B$46:$E$51,4,FALSE),\"/\"))),\"\")","v":""},"",null,"","","","",0,"","",null,null,null,null,null,null,null,null,0,0,0,"","","",0,0,0,0]
[null,null,null,null,{"$f":"IF(D282<>\"\",IF(LEFT(C282,1)=\"P\",VLOOKUP(D282,Données!$B$46:$E$51,2,FALSE),IF(LEFT(C282,1)=\"W\",VLOOKUP(D282,Données!$B$46:$E$51,3,FALSE),IF(LEFT(C282,1)=\"R\",VLOOKUP(D282,Données!$B$46:$E$51,4,FALSE),\"/\"))),\"\")","v":""},"",null,"","","","",0,"","",null,null,null,null,null,null,null,null,0,0,0,"","","",0,0,0,0]
[null,null,null,null,{"$f":"IF(D283<>\"\",IF(LEFT(C283,1)=\"P\",VLOOKUP(D283,Données!$B$46:$E$51,2,FALSE),IF(LEFT(C283,1)=\"W\",VLOOKUP(D283,Données!$B$46:$E$51,3,FALSE),IF(LEFT(C283,1)=\"R\",VLOOKUP(D283,Données!$B$46:$E$51,4,FALSE),\"/\"))),\"\")","v":""},"",null,"","","","",0,"","",null,null,null,null,null,null,null,null,0,0,0,"","","",0,0,0,0]
[null,null,null,null,{"$f":"IF(D284<>\"\",IF(LEFT(C284,1)=\"P\",VLOOKUP(D284,Données!$B$46:$E$51,2,FALSE),IF(LEFT(C284,1)=\"W\",VLOOKUP(D284,Données!$B$46:$E$51,3,FALSE),IF(LEFT(C284,1)=\"R\",VLOOKUP(D284,Données!$B$46:$E$51,4,FALSE),\"/\"))),\"\")","v":""},"",null,"","","","",0,"","",null,null,null,null,null,null,null,null,0,0,0,"","","",0,0,0,0]
[null,null,null,null,{"$f":"IF(D285<>\"\",IF(LEFT(C285,1)=\"P\",VLOOKUP(D285,Données!$B$46:$E$51,2,FALSE),IF(LEFT(C285,1)=\"W\",VLOOKUP(D285,Données!$B$46:$E$51,3,FALSE),IF(LEFT(C285,1)=\"R\",VLOOKUP(D285,Données!$B$46:$E$51,4,FALSE),\"/\"))),\"\")","v":""},"",null,"","","","",0,"","",null,null,null,null,null,null,null,null,0,0,0,"","","",0,0,0,0]
[null,null,null,null,{"$f":"IF(D286<>\"\",IF(LEFT(C286,1)=\"P\",VLOOKUP(D286,Données!$B$46:$E$51,2,FALSE),IF(LEFT(C286,1)=\"W\",VLOOKUP(D286,Données!$B$46:$E$51,3,FALSE),IF(LEFT(C286,1)=\"R\",VLOOKUP(D286,Données!$B$46:$E$51,4,FALSE),\"/\"))),\"\")","v":""},"",null,"","","","",0,"","",null,null,null,null,null,null,null,null,0,0,0,"","","",0,0,0,0]
[null,null,null,null,{"$f":"IF(D287<>\"\",IF(LEFT(C287,1)=\"P\",VLOOKUP(D287,Données!$B$46:$E$51,2,FALSE),IF(LEFT(C287,1)=\"W\",VLOOKUP(D287,Données!$B$46:$E$51,3,FALSE),IF(LEFT(C287,1)=\"R\",VLOOKUP(D287,Données!$B$46:$E$51,4,FALSE),\"/\"))),\"\")","v":""},"",null,"","","","",0,"","",null,null,null,null,null,null,null,null,0,0,0,"","","",0,0,0,0]
[null,null,null,null,{"$f":"IF(D288<>\"\",IF(LEFT(C288,1)=\"P\",VLOOKUP(D288,Données!$B$46:$E$51,2,FALSE),IF(LEFT(C288,1)=\"W\",VLOOKUP(D288,Données!$B$46:$E$51,3,FALSE),IF(LEFT(C288,1)=\"R\",VLOOKUP(D288,Données!$B$46:$E$51,4,FALSE),\"/\"))),\"\")","v":""},"",null,"","","","",0,"","",null,null,null,null,null,null,null,null,0,0,0,"","","",0,0,0,0]
[null,null,null,null,{"$f":"IF(D289<>\"\",IF(LEFT(C289,1)=\"P\",VLOOKUP(D289,Données!$B$46:$E$51,2,FALSE),IF(LEFT(C289,1)=\"W\",VLOOKUP(D289,Données!$B$46:$E$51,3,FALSE),IF(LEFT(C289,1)=\"R\",VLOOKUP(D289,Données!$B$46:$E$51,4,FALSE),\"/\"))),\"\")","v":""},"",null,{"$f":"IF(AND(NOT(ISBLANK(B289)),OR($L$19>90,MIN($L$19:$L$20)<15)),\"-\",IF(G289=0,\"\",IF($L$19>25,3.28086*POWER(AVERAGE($L$19:$L$20)-G289,1.1536),N289)))","v":""},{"$f":"IF(H289=\"-\",\"-\",IF(G289=0,\"\",VLOOKUP(D289,$W$342:$X$346,2,0)*H289))","v":""},{"$f":"IF(I289=\"-\",\"-\",IF(W289=0,\"\",IF(W289=1,Y289,IF(W289=2,\"\"))))","v":""},{"$f":"IF(J289=\"-\",\"-\",IF(W289=1,Z289,\"\"))","v":""},0,"",{"$f":"IF(G289=\"\",\"\",IF($L$23=\"Panneaux en mode rafraîchissement suivant EN 14240\",(5.7091*(G289-AVERAGE($L$19:$L$20))-5.1818)*1.45,IF($K$24=\"Montage en faux plafond\",(5.7091*(G289-AVERAGE($L$19:$L$20))-5.1818),IF($K$24=\"Montage apparent\",(7.5455*(G289-AVERAGE($L$19:$L$20))-5.1818),\"\"))))","v":""},null,null,null,null,null,null,null,null,0,0,0,"","","",0,0,0,0]
[null,null,null,null,{"$f":"IF(D290<>\"\",IF(LEFT(C290,1)=\"P\",VLOOKUP(D290,Données!$B$46:$E$51,2,FALSE),IF(LEFT(C290,1)=\"W\",VLOOKUP(D290,Données!$B$46:$E$51,3,FALSE),IF(LEFT(C290,1)=\"R\",VLOOKUP(D290,Données!$B$46:$E$51,4,FALSE),\"/\"))),\"\")","v":""},"",null,"","","","",{"$f":"IF(K290=\"-\",\"-\",IF(W290=0,0,IF(W290=1,ROUND(AC290,2),IF(W290=2,0))))","v":0},"","",null,null,null,null,null,null,null,null,{"$f":"IF(OR(C290=\"PA\",C290=\"PB\",C290=\"WA\",C290=\"WB\",C290=\"RA\",C290=\"RB\",C290=\"PS\",C290=\"WS\"),2,IF(OR(C290=\"P\",C290=\"W\",C290=\"R\"),1,0))","v":0},0,{"$f":"IF(AND(W290=0,X290=0),0,IF(X290=0,I290*B290,IF(X290=1,I290*B290+Y291,0)))","v":0},{"$f":"IF(W290=2,Z289,IF(W290=0,\"\",IF(W290=1,IF($L$19>29,J290/($L$19-$L$20)/1.16,IF($L$19<29,J290/($L$20-$L$19)/1.16,\"\")))))","v":""},"","",0,0,0,{"$f":"(($W$336/$W$339)*(($X$349*(POWER(AD290,2)))/2)*(VLOOKUP(D290,$W$342:$X$346,2,0)*6*B290))/1000","v":0}]
[null,null,null,null,{"$f":"IF(D291<>\"\",IF(LEFT(C291,1)=\"P\",VLOOKUP(D291,Données!$B$46:$E$51,2,FALSE),IF(LEFT(C291,1)=\"W\",VLOOKUP(D291,Données!$B$46:$E$51,3,FALSE),IF(LEFT(C291,1)=\"R\",VLOOKUP(D291,Données!$B$46:$E$51,4,FALSE),\"/\"))),\"\")","v":""},"",null,"","","","",0,{"$f":"+IF(K291=\"\",\"\",IF(K291<$W$29,J291*0.95,J291))","v":""},"",null,null,null,null,null,null,null,null,0,{"$f":"IF(W292=0,0,IF(W292=2,1,0))","v":0},0,"",{"$f":"IF(W291=0,\"\",IF(W291=1,$W$29,IF(W291=2,AA290)))","v":""},{"$f":"IF(MAX(Z291,AA291)=0,\"\",MAX(Z291,AA291))","v":""},{"$f":"IF(AND(W291=0,X291=0),0,IF(X291=0,AE291+AF291,IF(X291=1,AC292+AE291+AF291,0)))","v":0},{"$f":"IF(Z291=\"\",0,IF(OR(Z291=0,Z291=\"\"),0,(Z291/1000/3600)/(PI()*POWER((0.0126/2),2))))","v":0},{"$f":"($Z$329*($X$349*(POWER(AD291,2)))/2)/1000","v":0},0]
[null,null,null,null,{"$f":"IF(D292<>\"\",IF(LEFT(C292,1)=\"P\",VLOOKUP(D292,Données!$B$46:$E$51,2,FALSE),IF(LEFT(C292,1)=\"W\",VLOOKUP(D292,Données!$B$46:$E$51,3,FALSE),IF(LEFT(C292,1)=\"R\",VLOOKUP(D292,Données!$B$46:$E$51,4,FALSE),\"/\"))),\"\")","v":""},{"$f":"IF(D292<>\"\",HLOOKUP(D292,$S$3:$X$16,MATCH(C292,$S$3:$S$16,0),FALSE),\"\")","v":""},null,"","","","",0,"","",null,null,null,null,null,null,null,null,0,0,0,"","","",0,0,0,0]
[null,null,null,null,{"$f":"IF(D293<>\"\",IF(LEFT(C293,1)=\"P\",VLOOKUP(D293,Données!$B$46:$E$51,2,FALSE),IF(LEFT(C293,1)=\"W\",VLOOKUP(D293,Données!$B$46:$E$51,3,FALSE),IF(LEFT(C293,1)=\"R\",VLOOKUP(D293,Données!$B$46:$E$51,4,FALSE),\"/\"))),\"\")","v":""},"",null,"","","","",0,"","",null,null,null,null,null,null,null,null,0,0,0,"","","",0,0,0,0]
[null,null,null,null,{"$f":"IF(D294<>\"\",IF(LEFT(C294,1)=\"P\",VLOOKUP(D294,Données!$B$46:$E$51,2,FALSE),IF(LEFT(C294,1)=\"W\",VLOOKUP(D294,Données!$B$46:$E$51,3,FALSE),IF(LEFT(C294,1)=\"R\",VLOOKUP(D294,Données!$B$46:$E$51,4,FALSE),\"/\"))),\"\")","v":""},"",null,"","","","",0,"","",null,null,null,null,null,null,null,null,0,0,0,"","","",0,0,0,0]
[null,null,null,null,{"$f":"IF(D295<>\"\",IF(LEFT(C295,1)=\"P\",VLOOKUP(D295,Données!$B$46:$E$51,2,FALSE),IF(LEFT(C295,1)=\"W\",VLOOKUP(D295,Données!$B$46:$E$51,3,FALSE),IF(LEFT(C295,1)=\"R\",VLOOKUP(D295,Données!$B$46:$E$51,4,FALSE),\"/\"))),\"\")","v":""},"",null,"","","","",0,"","",null,null,null,null,null,null,null,null,0,0,0,"","","",0,0,0,0]
[null,null,null,null,{"$f":"IF(D296<>\"\",IF(LEFT(C296,1)=\"P\",VLOOKUP(D296,Données!$B$46:$E$51,2,FALSE),IF(LEFT(C296,1)=\"W\",VLOOKUP(D296,Données!$B$46:$E$51,3,FALSE),IF(LEFT(C296,1)=\"R\",VLOOKUP(D296,Données!$B$46:$E$51,4,FALSE),\"/\"))),\"\")","v":""},"",null,"","","","",0,"","",null,null,null,null,null,null,null,null,0,0,0,"","","",0,0,0,0]
[null,null,null,null,{"$f":"IF(D297<>\"\",IF(LEFT(C297,1)=\"P\",VLOOKUP(D297,Données!$B$46:$E$51,2,FALSE),IF(LEFT(C297,1)=\"W\",VLOOKUP(D297,Données!$B$46:$E$51,3,FALSE),IF(LEFT(C297,1)=\"R\",VLOOKUP(D297,Données!$B$46:$E$51,4,FALSE),\"/\"))),\"\")","v":""},"",null,"","","","",0,"","",null,null,null,null,null,null,null,null,0,0,0,"","","",0,0,0,0]
[null,null,null,null,{"$f":"IF(D298<>\"\",IF(LEFT(C298,1)=\"P\",VLOOKUP(D298,Données!$B$46:$E$51,2,FALSE),IF(LEFT(C298,1)=\"W\",VLOOKUP(D298,Données!$B$46:$E$51,3,FALSE),IF(LEFT(C298,1)=\"R\",VLOOKUP(D298,Données!$B$46:$E$51,4,FALSE),\"/\"))),\"\")","v":""},"",null,"","","","",0,"","",null,null,null,null,null,null,null,null,0,0,0,"","","",0,0,0,0]
[null,null,null,null,{"$f":"IF(D299<>\"\",IF(LEFT(C299,1)=\"P\",VLOOKUP(D299,Données!$B$46:$E$51,2,FALSE),IF(LEFT(C299,1)=\"W\",VLOOKUP(D299,Données!$B$46:$E$51,3,FALSE),IF(LEFT(C299,1)=\"R\",VLOOKUP(D299,Données!$B$46:$E$51,4,FALSE),\"/\"))),\"\")","v":""},"",null,"","","","",0,"","",null,null,null,null,null,null,null,null,0,0,0,"","","",0,0,0,0]
[null,null,null,null,{"$f":"IF(D300<>\"\",IF(LEFT(C300,1)=\"P\",VLOOKUP(D300,Données!$B$46:$E$51,2,FALSE),IF(LEFT(C300,1)=\"W\",VLOOKUP(D300,Données!$B$46:$E$51,3,FALSE),IF(LEFT(C300,1)=\"R\",VLOOKUP(D300,Données!$B$46:$E$51,4,FALSE),\"/\"))),\"\")","v":""},"",null,"","","","",0,"","",null,null,null,null,null,null,null,null,0,0,0,"","","",0,0,0,0]
[null,null,null,null,{"$f":"IF(D301<>\"\",IF(LEFT(C301,1)=\"P\",VLOOKUP(D301,Données!$B$46:$E$51,2,FALSE),IF(LEFT(C301,1)=\"W\",VLOOKUP(D301,Données!$B$46:$E$51,3,FALSE),IF(LEFT(C301,1)=\"R\",VLOOKUP(D301,Données!$B$46:$E$51,4,FALSE),\"/\"))),\"\")","v":""},"",null,"","","","",0,"","",null,null,null,null,null,null,null,null,0,0,0,"","","",0,0,0,0]
[null,null,null,null,{"$f":"IF(D302<>\"\",IF(LEFT(C302,1)=\"P\",VLOOKUP(D302,Données!$B$46:$E$51,2,FALSE),IF(LEFT(C302,1)=\"W\",VLOOKUP(D302,Données!$B$46:$E$51,3,FALSE),IF(LEFT(C302,1)=\"R\",VLOOKUP(D302,Données!$B$46:$E$51,4,FALSE),\"/\"))),\"\")","v":""},"",null,"","","","",0,"","",null,null,null,null,null,null,null,null,0,0,0,"","","",0,0,0,0]
[null,null,null,null,{"$f":"IF(D303<>\"\",IF(LEFT(C303,1)=\"P\",VLOOKUP(D303,Données!$B$46:$E$51,2,FALSE),IF(LEFT(C303,1)=\"W\",VLOOKUP(D303,Données!$B$46:$E$51,3,FALSE),IF(LEFT(C303,1)=\"R\",VLOOKUP(D303,Données!$B$46:$E$51,4,FALSE),\"/\"))),\"\")","v":""},"",null,"","","","",0,"","",null,null,null,null,null,null,null,null,0,0,0,"","","",0,0,0,0]
[null,null,null,null,{"$f":"IF(D304<>\"\",IF(LEFT(C304,1)=\"P\",VLOOKUP(D304,Données!$B$46:$E$51,2,FALSE),IF(LEFT(C304,1)=\"W\",VLOOKUP(D304,Données!$B$46:$E$51,3,FALSE),IF(LEFT(C304,1)=\"R\",VLOOKUP(D304,Données!$B$46:$E$51,4,FALSE),\"/\"))),\"\")","v":""},"",null,"","","","",0,"","",null,null,null,null,null,null,null,null,0,0,0,"","","",0,0,0,0]
[null,null,null,null,{"$f":"IF(D305<>\"\",IF(LEFT(C305,1)=\"P\",VLOOKUP(D305,Données!$B$46:$E$51,2,FALSE),IF(LEFT(C305,1)=\"W\",VLOOKUP(D305,Données!$B$46:$E$51,3,FALSE),IF(LEFT(C305,1)=\"R\",VLOOKUP(D305,Données!$B$46:$E$51,4,FALSE),\"/\"))),\"\")","v":""},"",null,"","","","",0,"","",null,null,null,null,null,null,null,null,0,0,0,"","","",0,0,0,0]
[null,null,null,null,{"$f":"IF(D306<>\"\",IF(LEFT(C306,1)=\"P\",VLOOKUP(D306,Données!$B$46:$E$51,2,FALSE),IF(LEFT(C306,1)=\"W\",VLOOKUP(D306,Données!$B$46:$E$51,3,FALSE),IF(LEFT(C306,1)=\"R\",VLOOKUP(D306,Données!$B$46:$E$51,4,FALSE),\"/\"))),\"\")","v":""},"",null,"","","","",0,"","",null,null,null,null,null,null,null,null,0,0,0,"","","",0,0,0,0]
[null,null,null,null,{"$f":"IF(D307<>\"\",IF(LEFT(C307,1)=\"P\",VLOOKUP(D307,Données!$B$46:$E$51,2,FALSE),IF(LEFT(C307,1)=\"W\",VLOOKUP(D307,Données!$B$46:$E$51,3,FALSE),IF(LEFT(C307,1)=\"R\",VLOOKUP(D307,Données!$B$46:$E$51,4,FALSE),\"/\"))),\"\")","v":""},"",null,"","","","",0,"","",null,null,null,null,null,null,null,null,0,0,0,"","","",0,0,0,0]
[null,null,null,null,{"$f":"IF(D308<>\"\",IF(LEFT(C308,1)=\"P\",VLOOKUP(D308,Données!$B$46:$E$51,2,FALSE),IF(LEFT(C308,1)=\"W\",VLOOKUP(D308,Données!$B$46:$E$51,3,FALSE),IF(LEFT(C308,1)=\"R\",VLOOKUP(D308,Données!$B$46:$E$51,4,FALSE),\"/\"))),\"\")","v":""},"",null,"","","","",0,"","",null,null,null,null,null,null,null,null,0,0,0,"","","",0,0,0,0]
[null,null,null,null,{"$f":"IF(D309<>\"\",IF(LEFT(C309,1)=\"P\",VLOOKUP(D309,Données!$B$46:$E$51,2,FALSE),IF(LEFT(C309,1)=\"W\",VLOOKUP(D309,Données!$B$46:$E$51,3,FALSE),IF(LEFT(C309,1)=\"R\",VLOOKUP(D309,Données!$B$46:$E$51,4,FALSE),\"/\"))),\"\")","v":""},"",null,"","","","",0,"","",null,null,null,null,null,null,null,null,0,0,0,"","","",0,0,0,0]
[null,null,null,null,{"$f":"IF(D310<>\"\",IF(LEFT(C310,1)=\"P\",VLOOKUP(D310,Données!$B$46:$E$51,2,FALSE),IF(LEFT(C310,1)=\"W\",VLOOKUP(D310,Données!$B$46:$E$51,3,FALSE),IF(LEFT(C310,1)=\"R\",VLOOKUP(D310,Données!$B$46:$E$51,4,FALSE),\"/\"))),\"\")","v":""},"",null,"","","","",0,"","",null,null,null,null,null,null,null,null,0,0,0,"","","",0,0,0,0]
[null,null,null,null,{"$f":"IF(D311<>\"\",IF(LEFT(C311,1)=\"P\",VLOOKUP(D311,Données!$B$46:$E$51,2,FALSE),IF(LEFT(C311,1)=\"W\",VLOOKUP(D311,Données!$B$46:$E$51,3,FALSE),IF(LEFT(C311,1)=\"R\",VLOOKUP(D311,Données!$B$46:$E$51,4,FALSE),\"/\"))),\"\")","v":""},"",null,"","","","",0,"","",null,null,null,null,null,null,null,null,0,0,0,"","","",0,0,0,0]
[null,null,null,null,{"$f":"IF(D312<>\"\",IF(LEFT(C312,1)=\"P\",VLOOKUP(D312,Données!$B$46:$E$51,2,FALSE),IF(LEFT(C312,1)=\"W\",VLOOKUP(D312,Données!$B$46:$E$51,3,FALSE),IF(LEFT(C312,1)=\"R\",VLOOKUP(D312,Données!$B$46:$E$51,4,FALSE),\"/\"))),\"\")","v":""},"",null,"","","","",0,"","",null,null,null,null,null,null,null,null,0,0,0,"","","",0,0,0,0]
[null,null,null,null,{"$f":"IF(D313<>\"\",IF(LEFT(C313,1)=\"P\",VLOOKUP(D313,Données!$B$46:$E$51,2,FALSE),IF(LEFT(C313,1)=\"W\",VLOOKUP(D313,Données!$B$46:$E$51,3,FALSE),IF(LEFT(C313,1)=\"R\",VLOOKUP(D313,Données!$B$46:$E$51,4,FALSE),\"/\"))),\"\")","v":""},"",null,"","","","",0,"","",null,null,null,null,null,null,null,null,0,0,0,"","","",0,0,0,0]
[null,null,null,null,{"$f":"IF(D314<>\"\",IF(LEFT(C314,1)=\"P\",VLOOKUP(D314,Données!$B$46:$E$51,2,FALSE),IF(LEFT(C314,1)=\"W\",VLOOKUP(D314,Données!$B$46:$E$51,3,FALSE),IF(LEFT(C314,1)=\"R\",VLOOKUP(D314,Données!$B$46:$E$51,4,FALSE),\"/\"))),\"\")","v":""},"",null,"","","","",0,"","",null,null,null,null,null,null,null,null,0,0,0,"","","",0,0,0,0]
[null,null,null,null,{"$f":"IF(D315<>\"\",IF(LEFT(C315,1)=\"P\",VLOOKUP(D315,Données!$B$46:$E$51,2,FALSE),IF(LEFT(C315,1)=\"W\",VLOOKUP(D315,Données!$B$46:$E$51,3,FALSE),IF(LEFT(C315,1)=\"R\",VLOOKUP(D315,Données!$B$46:$E$51,4,FALSE),\"/\"))),\"\")","v":""},"",null,"","","","",0,"","",null,null,null,null,null,null,null,null,0,0,0,"","","",0,0,0,0]
[null,null,null,null,{"$f":"IF(D316<>\"\",IF(LEFT(C316,1)=\"P\",VLOOKUP(D316,Données!$B$46:$E$51,2,FALSE),IF(LEFT(C316,1)=\"W\",VLOOKUP(D316,Données!$B$46:$E$51,3,FALSE),IF(LEFT(C316,1)=\"R\",VLOOKUP(D316,Données!$B$46:$E$51,4,FALSE),\"/\"))),\"\")","v":""},"",null,"","","","",0,"","",null,null,null,null,null,null,null,null,0,0,0,"","","",0,0,0,0]
[null,null,null,null,{"$f":"IF(D317<>\"\",IF(LEFT(C317,1)=\"P\",VLOOKUP(D317,Données!$B$46:$E$51,2,FALSE),IF(LEFT(C317,1)=\"W\",VLOOKUP(D317,Données!$B$46:$E$51,3,FALSE),IF(LEFT(C317,1)=\"R\",VLOOKUP(D317,Données!$B$46:$E$51,4,FALSE),\"/\"))),\"\")","v":""},"",null,"","","","",0,"","",null,null,null,null,null,null,null,null,0,0,0,"","","",0,0,0,0]
[null,null,null,null,{"$f":"IF(D318<>\"\",IF(LEFT(C318,1)=\"P\",VLOOKUP(D318,Données!$B$46:$E$51,2,FALSE),IF(LEFT(C318,1)=\"W\",VLOOKUP(D318,Données!$B$46:$E$51,3,FALSE),IF(LEFT(C318,1)=\"R\",VLOOKUP(D318,Données!$B$46:$E$51,4,FALSE),\"/\"))),\"\")","v":""},"",null,"","","","",0,"","",null,null,null,null,null,null,null,null,0,0,0,"","","",0,0,0,0]
[null,null,null,null,{"$f":"IF(D319<>\"\",IF(LEFT(C319,1)=\"P\",VLOOKUP(D319,Données!$B$46:$E$51,2,FALSE),IF(LEFT(C319,1)=\"W\",VLOOKUP(D319,Données!$B$46:$E$51,3,FALSE),IF(LEFT(C319,1)=\"R\",VLOOKUP(D319,Données!$B$46:$E$51,4,FALSE),\"/\"))),\"\")","v":""},"",null,"","","","",0,"","",null,null,null,null,null,null,null,null,0,0,0,"","","",0,0,0,0]
[null,null,null,null,{"$f":"IF(D320<>\"\",IF(LEFT(C320,1)=\"P\",VLOOKUP(D320,Données!$B$46:$E$51,2,FALSE),IF(LEFT(C320,1)=\"W\",VLOOKUP(D320,Données!$B$46:$E$51,3,FALSE),IF(LEFT(C320,1)=\"R\",VLOOKUP(D320,Données!$B$46:$E$51,4,FALSE),\"/\"))),\"\")","v":""},"",null,"","","","",0,"","",null,null,null,null,null,null,null,null,0,0,0,"","","",0,0,0,0]
[null,null,null,null,{"$f":"IF(D321<>\"\",IF(LEFT(C321,1)=\"P\",VLOOKUP(D321,Données!$B$46:$E$51,2,FALSE),IF(LEFT(C321,1)=\"W\",VLOOKUP(D321,Données!$B$46:$E$51,3,FALSE),IF(LEFT(C321,1)=\"R\",VLOOKUP(D321,Données!$B$46:$E$51,4,FALSE),\"/\"))),\"\")","v":""},"",null,"","","","",0,"","",null,null,null,null,null,null,null,null,0,0,0,"","","",0,0,0,0]
[null,null,null,null,{"$f":"IF(D322<>\"\",IF(LEFT(C322,1)=\"P\",VLOOKUP(D322,Données!$B$46:$E$51,2,FALSE),IF(LEFT(C322,1)=\"W\",VLOOKUP(D322,Données!$B$46:$E$51,3,FALSE),IF(LEFT(C322,1)=\"R\",VLOOKUP(D322,Données!$B$46:$E$51,4,FALSE),\"/\"))),\"\")","v":""},{"$f":"IF(D322<>\"\",HLOOKUP(D322,$N$3:$S$16,MATCH(C322,$N$3:$N$16,0),FALSE),\"\")","v":""},null,"","","","",0,"","",null,null,null,null,null,null,null,null,0,0,0,"","","",0,0,0,0]
[]
[]
[null,null,null,null,null,null,null,null,null,null,null,null,null,null,null,null,null,null,null,null,null,null,"PDC singulaire"]
[]
[null,null,null,null,null,null,null,null,null,null,null,null,null,null,null,null,null,null,null,null,null,null,"Δps = K . (Ro x V²)/2"]
[null,null,null,null,null,null,null,null,null,null,null,null,null,null,null,null,null,null,null,null,null,null,null,null,"X","K",null,null,"Valeur fixe"]
[null,null,null,null,null,null,null,null,null,null,null,null,null,null,null,null,null,null,null,null,null,null,"K = ft.4.X",null,16,{"$f":"Y329*0.013","v":0.20799999999999999},null,null,"Valeur variable"]
[null,null,null,null,null,null,null,null,null,null,null,null,null,null,null,null,null,null,null,null,null,null,"Pour 12mm 4 x ft = 0,013"]
[]
[null,null,null,null,null,null,null,null,null,null,null,null,null,null,null,null,null,null,null,null,null,null,"Pdc liniéaire"]
[]
[null,null,null,null,null,null,null,null,null,null,null,null,null,null,null,null,null,null,null,null,null,null,null,"Δps = (L/D) x (Ro x V²)/2 x L"]
[null,null,null,null,null,null,null,null,null,null,null,null,null,null,null,null,null,null,null,null,null,null,null,"Dp = perte de charge linéaire en Pa"]
[null,null,null,null,null,null,null,null,null,null,null,null,null,null,null,null,null,null,null,null,null,null,{"$f":"0.316/(POWER(2400,0.25))","v":4.5147558789241031E-2},"L = coefficient de perte de charge (nombre sans dimension)"]
[null,null,null,null,null,null,null,null,null,null,null,null,null,null,null,null,null,null,null,null,null,null,null,"p = masse volumique de l’eau en kg/m3"]
[null,null,null,null,null,null,null,null,null,null,null,null,null,null,null,null,null,null,null,null,null,null,null,"V = vitesse d’écoulement en m/s"]
[null,null,null,null,null,null,null,null,null,null,null,null,null,null,null,null,null,null,null,null,null,null,{"$f":"(15-1.6)/1000","v":1.34E-2},"D = diamètre hydraulique du tube en m"]
[null,null,null,null,null,null,null,null,null,null,null,null,null,null,null,null,null,null,null,null,null,null,null,"L = longueur du tube en m"]
[]
[null,null,null,null,null,null,null,null,null,null,null,null,null,null,null,null,null,null,null,null,null,null,0,0.6]
[null,null,null,null,null,null,null,null,null,null,null,null,null,null,null,null,null,null,null,null,null,null,1,1.2]
[null,null,null,null,null,null,null,null,null,null,null,null,null,null,null,null,null,null,null,null,null,null,2,1.8]
[null,null,null,null,null,null,null,null,null,null,null,null,null,null,null,null,null,null,null,null,null,null,3,2.4]
[null,null,null,null,null,null,null,null,null,null,null,null,null,null,null,null,null,null,null,null,null,null,4,3]
[]
[null,null,null,null,null,null,null,null,null,null,null,null,null,null,null,null,null,null,null,null,null,null,{"$f":"+\"Température de retour du projet : \"&H24&\"°C\"","v":"Température de retour du projet : °C"},null,null,"Temp retenue selon le mode de régime (été/hivers)"]
[null,null,null,null,null,null,null,null,null,null,null,null,null,null,null,null,null,null,null,null,null,null,"Ro",{"$f":"+VLOOKUP($Z$349,$W$351:$X$451,2,0)","v":988.02},null,{"$f":"+IF(L19<30,ROUNDDOWN(L20,0),IF(L19>=30,ROUNDUP(L20,0),L20))","v":50}]
[null,null,null,null,null,null,null,null,null,null,null,null,null,null,null,null,null,null,null,null,null,null,"Température","Masse volumique (Density)"]
[null,null,null,null,null,null,null,null,null,null,null,null,null,null,null,null,null,null,null,null,null,null,"°C","kg/m3"]
[null,null,null,null,null,null,null,null,null,null,null,null,null,null,null,null,null,null,null,null,null,null,0,999.82,null,15,97]
[null,null,null,null,null,null,null,null,null,null,null,null,null,null,null,null,null,null,null,null,null,null,1,999.89,null,16,95]
[null,null,null,null,null,null,null,null,null,null,null,null,null,null,null,null,null,null,null,null,null,null,2,999.94,null,17,93]
[null,null,null,null,null,null,null,null,null,null,null,null,null,null,null,null,null,null,null,null,null,null,3,999.98,null,18,90]
[null,null,null,null,null,null,null,null,null,null,null,null,null,null,null,null,null,null,null,null,null,null,4,1000,null,19,88]
[null,null,null,null,null,null,null,null,null,null,null,null,null,null,null,null,null,null,null,null,null,null,5,1000,null,20,86]
[null,null,null,null,null,null,null,null,null,null,null,null,null,null,null,null,null,null,null,null,null,null,6,999.99,null,21,84]
[null,null,null,null,null,null,null,null,null,null,null,null,null,null,null,null,null,null,null,null,null,null,7,999.96,null,22,82]
[null,null,null,null,null,null,null,null,null,null,null,null,null,null,null,null,null,null,null,null,null,null,8,999.91,null,23,80]
[null,null,null,null,null,null,null,null,null,null,null,null,null,null,null,null,null,null,null,null,null,null,9,999.85,null,24,78]
[null,null,null,null,null,null,null,null,null,null,null,null,null,null,null,null,null,null,null,null,null,null,10,999.77,null,25,76]
[null,null,null,null,null,null,null,null,null,null,null,null,null,null,null,null,null,null,null,null,null,null,11,999.68]
[null,null,null,null,null,null,null,null,null,null,null,null,null,null,null,null,null,null,null,null,null,null,12,999.58]
[null,null,null,null,null,null,null,null,null,null,null,null,null,null,null,null,null,null,null,null,null,null,13,999.46]
[null,null,null,null,null,null,null,null,null,null,null,null,null,null,null,null,null,null,null,null,null,null,14,999.33]
[null,null,null,null,null,null,null,null,null,null,null,null,null,null,null,null,null,null,null,null,null,null,15,999.19]
[null,null,null,null,null,null,null,null,null,null,null,null,null,null,null,null,null,null,null,null,null,null,16,999.03]
[null,null,null,null,null,null,null,null,null,null,null,null,null,null,null,null,null,null,null,null,null,null,17,998.86]
[null,null,null,null,null,null,null,null,null,null,null,null,null,null,null,null,null,null,null,null,null,null,18,998.68]
[null,null,null,null,null,null,null,null,null,null,null,null,null,null,null,null,null,null,null,null,null,null,19,998.49]
[null,null,null,null,null,null,null,null,null,null,null,null,null,null,null,null,null,null,null,null,null,null,20,998.29]
[null,null,null,null,null,null,null,null,null,null,null,null,null,null,null,null,null,null,null,null,null,null,21,998.08]
[null,null,null,null,null,null,null,null,null,null,null,null,null,null,null,null,null,null,null,null,null,null,22,997.86]
[null,null,null,null,null,null,null,null,null,null,null,null,null,null,null,null,null,null,null,null,null,null,23,997.62]
[null,null,null,null,null,null,null,null,null,null,null,null,null,null,null,null,null,null,null,null,null,null,24,997.38]
[null,null,null,null,null,null,null,null,null,null,null,null,null,null,null,null,null,null,null,null,null,null,25,997.13]
[null,null,null,null,null,null,null,null,null,null,null,null,null,null,null,null,null,null,null,null,null,null,26,996.86]
[null,null,null,null,null,null,null,null,null,null,null,null,null,null,null,null,null,null,null,null,null,null,27,996.59]
[null,null,null,null,null,null,null,null,null,null,null,null,null,null,null,null,null,null,null,null,null,null,28,996.31]
[null,null,null,null,null,null,null,null,null,null,null,null,null,null,null,null,null,null,null,null,null,null,29,996.02]
[null,null,null,null,null,null,null,null,null,null,null,null,null,null,null,null,null,null,null,null,null,null,30,995.71]
[null,null,null,null,null,null,null,null,null,null,null,null,null,null,null,null,null,null,null,null,null,null,31,995.41]
[null,null,null,null,null,null,null,null,null,null,null,null,null,null,null,null,null,null,null,null,null,null,32,995.09]
[null,null,null,null,null,null,null,null,null,null,null,null,null,null,null,null,null,null,null,null,null,null,33,994.76]
[null,null,null,null,null,null,null,null,null,null,null,null,null,null,null,null,null,null,null,null,null,null,34,994.43]
[null,null,null,null,null,null,null,null,null,null,null,null,null,null,null,null,null,null,null,null,null,null,35,994.08]
[null,null,null,null,null,null,null,null,null,null,null,null,null,null,null,null,null,null,null,null,null,null,36,993.73]
[null,null,null,null,null,null,null,null,null,null,null,null,null,null,null,null,null,null,null,null,null,null,37,993.37]
[null,null,null,null,null,null,null,null,null,null,null,null,null,null,null,null,null,null,null,null,null,null,38,993]
[null,null,null,null,null,null,null,null,null,null,null,null,null,null,null,null,null,null,null,null,null,null,39,992.63]
[null,null,null,null,null,null,null,null,null,null,null,null,null,null,null,null,null,null,null,null,null,null,40,992.25]
[null,null,null,null,null,null,null,null,null,null,null,null,null,null,null,null,null,null,null,null,null,null,41,991.86]
[null,null,null,null,null,null,null,null,null,null,null,null,null,null,null,null,null,null,null,null,null,null,42,991.46]
[null,null,null,null,null,null,null,null,null,null,null,null,null,null,null,null,null,null,null,null,null,null,43,991.05]
[null,null,null,null,null,null,null,null,null,null,null,null,null,null,null,null,null,null,null,null,null,null,44,990.64]
[null,null,null,null,null,null,null,null,null,null,null,null,null,null,null,null,null,null,null,null,null,null,45,990.22]
[null,null,null,null,null,null,null,null,null,null,null,null,null,null,null,null,null,null,null,null,null,null,46,989.8]
[null,null,null,null,null,null,null,null,null,null,null,null,null,null,null,null,null,null,null,null,null,null,47,989.36]
[null,null,null,null,null,null,null,null,null,null,null,null,null,null,null,null,null,null,null,null,null,null,48,988.92]
[null,null,null,null,null,null,null,null,null,null,null,null,null,null,null,null,null,null,null,null,null,null,49,988.47]
[null,null,null,null,null,null,null,null,null,null,null,null,null,null,null,null,null,null,null,null,null,null,50,988.02]
[null,null,null,null,null,null,null,null,null,null,null,null,null,null,null,null,null,null,null,null,null,null,51,987.56]
[null,null,null,null,null,null,null,null,null,null,null,null,null,null,null,null,null,null,null,null,null,null,52,987.09]
[null,null,null,null,null,null,null,null,null,null,null,null,null,null,null,null,null,null,null,null,null,null,53,986.62]
[null,null,null,null,null,null,null,null,null,null,null,null,null,null,null,null,null,null,null,null,null,null,54,986.14]
[null,null,null,null,null,null,null,null,null,null,null,null,null,null,null,null,null,null,null,null,null,null,55,985.65]
[null,null,null,null,null,null,null,null,null,null,null,null,null,null,null,null,null,null,null,null,null,null,56,985.16]
[null,null,null,null,null,null,null,null,null,null,null,null,null,null,null,null,null,null,null,null,null,null,57,984.66]
[null,null,null,null,null,null,null,null,null,null,null,null,null,null,null,null,null,null,null,null,null,null,58,984.16]
[null,null,null,null,null,null,null,null,null,null,null,null,null,null,null,null,null,null,null,null,null,null,59,983.64]
[null,null,null,null,null,null,null,null,null,null,null,null,null,null,null,null,null,null,null,null,null,null,60,983.13]
[null,null,null,null,null,null,null,null,null,null,null,null,null,null,null,null,null,null,null,null,null,null,61,982.6]
[null,null,null,null,null,null,null,null,null,null,null,null,null,null,null,null,null,null,null,null,null,null,62,982.07]
[null,null,null,null,null,null,null,null,null,null,null,null,null,null,null,null,null,null,null,null,null,null,63,981.54]
[null,null,null,null,null,null,null,null,null,null,null,null,null,null,null,null,null,null,null,null,null,null,64,981]
[null,null,null,null,null,null,null,null,null,null,null,null,null,null,null,null,null,null,null,null,null,null,65,980.45]
[null,null,null,null,null,null,null,null,null,null,null,null,null,null,null,null,null,null,null,null,null,null,66,979.9]
[null,null,null,null,null,null,null,null,null,null,null,null,null,null,null,null,null,null,null,null,null,null,67,979.34]
[null,null,null,null,null,null,null,null,null,null,null,null,null,null,null,null,null,null,null,null,null,null,68,978.78]
[null,null,null,null,null,null,null,null,null,null,null,null,null,null,null,null,null,null,null,null,null,null,69,978.21]
[null,null,null,null,null,null,null,null,null,null,null,null,null,null,null,null,null,null,null,null,null,null,70,977.63]
[null,null,null,null,null,null,null,null,null,null,null,null,null,null,null,null,null,null,null,null,null,null,71,977.05]
[null,null,null,null,null,null,null,null,null,null,null,null,null,null,null,null,null,null,null,null,null,null,72,976.47]
[null,null,null,null,null,null,null,null,null,null,null,null,null,null,null,null,null,null,null,null,null,null,73,975.88]
[null,null,null,null,null,null,null,null,null,null,null,null,null,null,null,null,null,null,null,null,null,null,74,975.28]
[null,null,null,null,null,null,null,null,null,null,null,null,null,null,null,null,null,null,null,null,null,null,75,974.68]
[null,null,null,null,null,null,null,null,null,null,null,null,null,null,null,null,null,null,null,null,null,null,76,974.08]
[null,null,null,null,null,null,null,null,null,null,null,null,null,null,null,null,null,null,null,null,null,null,77,973.46]
[null,null,null,null,null,null,null,null,null,null,null,null,null,null,null,null,null,null,null,null,null,null,78,972.85]
[null,null,null,null,null,null,null,null,null,null,null,null,null,null,null,null,null,null,null,null,null,null,79,972.23]
[null,null,null,null,null,null,null,null,null,null,null,null,null,null,null,null,null,null,null,null,null,null,80,971.6]
[null,null,null,null,null,null,null,null,null,null,null,null,null,null,null,null,null,null,null,null,null,null,81,970.97]
[null,null,null,null,null,null,null,null,null,null,null,null,null,null,null,null,null,null,null,null,null,null,82,970.33]
[null,null,null,null,null,null,null,null,null,null,null,null,null,null,null,null,null,null,null,null,null,null,83,969.69]
[null,null,null,null,null,null,null,null,null,null,null,null,null,null,null,null,null,null,null,null,null,null,84,969.04]
[null,null,null,null,null,null,null,null,null,null,null,null,null,null,null,null,null,null,null,null,null,null,85,968.39]
[null,null,null,null,null,null,null,null,null,null,null,null,null,null,null,null,null,null,null,null,null,null,86,967.73]
[null,null,null,null,null,null,null,null,null,null,null,null,null,null,null,null,null,null,null,null,null,null,87,967.07]
[null,null,null,null,null,null,null,null,null,null,null,null,null,null,null,null,null,null,null,null,null,null,88,966.41]
[null,null,null,null,null,null,null,null,null,null,null,null,null,null,null,null,null,null,null,null,null,null,89,965.74]
[null,null,null,null,null,null,null,null,null,null,null,null,null,null,null,null,null,null,null,null,null,null,90,965.06]
[null,null,null,null,null,null,null,null,null,null,null,null,null,null,null,null,null,null,null,null,null,null,91,964.38]
[null,null,null,null,null,null,null,null,null,null,null,null,null,null,null,null,null,null,null,null,null,null,92,963.7]
[null,null,null,null,null,null,null,null,null,null,null,null,null,null,null,null,null,null,null,null,null,null,93,963.01]
[null,null,null,null,null,null,null,null,null,null,null,null,null,null,null,null,null,null,null,null,null,null,94,962.31]
[null,null,null,null,null,null,null,null,null,null,null,null,null,null,null,null,null,null,null,null,null,null,95,961.62]
[null,null,null,null,null,null,null,null,null,null,null,null,null,null,null,null,null,null,null,null,null,null,96,960.91]
[null,null,null,null,null,null,null,null,null,null,null,null,null,null,null,null,null,null,null,null,null,null,97,960.2]
[null,null,null,null,null,null,null,null,null,null,null,null,null,null,null,null,null,null,null,null,null,null,98,959.49]
[null,null,null,null,null,null,null,null,null,null,null,null,null,null,null,null,null,null,null,null,null,null,99,958.78]
[null,null,null,null,null,null,null,null,null,null,null,null,null,null,null,null,null,null,null,null,null,null,100,958.05]

{"sheet":"PULS +","index":5,"n_rows":366,"n_cols":30,"rows_kept":366,"cut":false,"hidden":false,"merged":[[11,7,11,8],[10,18,10,19],[14,0,14,6],[10,1,10,2],[10,6,10,16],[10,4,11,4],[11,9,11,10],[11,11,11,12],[10,20,10,21],[10,22,11,22],[11,13,11,14],[11,15,11,16],[13,18,13,19],[11,25,11,29],[12,25,13,25],[12,26,13,26],[12,27,13,27],[12,28,13,28],[12,29,13,29]]}
[]
["Panneaux rayonnants PULSAR - Liste détaillée pièce par pièce\n"]
[{"$f":"+PULS_Calcul!A3","v":"À l'attention de :  "}]
[]
[null,null,null,null,null,null,null,null,null,null,null,null,null,null,null,null,"Conditions de sélection:"]
[null,null,null,null,null,null,null,null,null,null,null,null,null,null,null,"Température de départ",{"$f":"+PULS_Calcul!L19","v":60},null,"Données de base :"]
[null,null,null,null,null,null,null,null,null,null,null,null,null,null,null,"Température de retour",{"$f":"+PULS_Calcul!L20","v":50},null,"T°eau entrée",15]
[null,null,null,null,null,null,null,null,null,null,null,null,null,null,null,null,{"$f":"+PULS_Calcul!L21","v":"*Hypothèse de calcul à valider par vos soins"},null,"T°eau sortie",18]
[null,null,null,null,null,null,null,null,null,null,null,null,null,null,null,null,null,null,"Température Ambiante",26]
[]
[null,"Données de base",null,null,"Puissance linéaire",null,"Modèle Panneau Rayonnant PULSAR",null,null,null,null,null,null,null,null,null,null,null,"Rafraîchissement suivant EN 14240",null,"Rafraîchissement suivant la norme\nEN 14037-4",null,"Rafraîchissement suivant EN 14240"]
[null,"Déperdition","Temp.\nambiante",null,null,null,"Puissance\nChaude\nInstallée","P0\n0,60 ml",null,"P1\n1,20 ml",null,"P2\n1,80 ml",null,"P3\n2,40 ml",null,"P4\n3,00 ml",null,null,"Apports","Puissance froide installée","Faux plafond","Apparent",null,null,null,"Régulation"]
[null,"[W]","[°C]",null,"[W/ml]",null,"[W]","P","PS","P","PS","P","PS","P","PS","P","PS",null,"[W]","[W]","[W]","[W]",null,null,null,"Régulateur\n6066910","Sonde à boule noire IP30\n6080271S","Vanne 15LF 44-245\n6080265I","Vanne 15L 88-470\n6080266I","Actionneur TOR 230V\n6080269I"]
[null,null,null,null,null,null,null,null,null,null,null,null,null,null,null,null,null,null,"Montage apparent"]
["TOTAL PANNEAUX PULSAR :",null,null,null,null,null,null,{"$f":"IF(SUM(H16:H366)=0,\"\",SUM(H16:H366))","v":""},"","","","","","","","","",null,null,null,null,null,null,null,null,{"$f":"IF(SUM(Z16:Z366)=0,\"\",SUM(Z16:Z366))","v":""},{"$f":"IF(SUM(AA16:AA366)=0,\"\",SUM(AA16:AA366))","v":""},{"$f":"IF(SUM(AB16:AB366)=0,\"\",SUM(AB16:AB366))","v":""},{"$f":"IF(SUM(AC16:AC366)=0,\"\",SUM(AC16:AC366))","v":""},{"$f":"IF(SUM(AD16:AD366)=0,\"\",SUM(AD16:AD366))","v":""}]
[null,null,null,null,{"$f":"IF(C16<>0,3.28086*POWER(AVERAGE($Q$6,$Q$7)-C16,1.1536),\" \")","v":" "},null,{"$f":"IF(C16<>0,((H16+I16)*0.6+(K16+J16)*1.2+(M16+L16)*1.8+(O16+N16)*2.4+(Q16+P16)*3)*E16,\" \")","v":" "},null,null,null,null,null,null,null,null,null,null,null,null,{"$f":"IF(E16=\" \",\"\",IF($S$11=$W$11,W16,IF($S$14=\"Montage en faux plafond\",U16,IF($S$14=\"Montage apparent\",V16))))","v":""},{"$f":"ROUND(((H16+I16)*0.6+(K16+J16)*1.2+(M16+L16)*1.8+(O16+N16)*2.4+(Q16+P16)*3)*(5.7091*($T$9-AVERAGE($T$7:$T$8))-5.1818),0)","v":0},{"$f":"+ROUND(((H16+I16)*0.6+(K16+J16)*1.2+(M16+L16)*1.8+(O16+N16)*2.4+(Q16+P16)*3)*(7.5455*($T$9-AVERAGE($T$7:$T$8))-5.1818),0)","v":0},{"$f":"+U16*1.45","v":0}]
[null,null,null,null," ",null,{"$f":"IF(C17<>0,((H17+I17)*0.6+(K17+J17)*1.2+(M17+L17)*1.8+(O17+N17)*2.4+(Q17+P17)*3)*E17,\" \")","v":" "},null,null,null,null,null,null,null,null,null,null,null,5,{"$f":"IF(E17=\" \",\"\",IF($S$11=$W$11,W17,IF($S$14=\"Montage en faux plafond\",U17,IF($S$14=\"Montage apparent\",V17))))","v":""},{"$f":"ROUND(((H17+I17)*0.6+(K17+J17)*1.2+(M17+L17)*1.8+(O17+N17)*2.4+(Q17+P17)*3)*(5.7091*($T$9-AVERAGE($T$7:$T$8))-5.1818),0)","v":0},{"$f":"+ROUND(((H17+I17)*0.6+(K17+J17)*1.2+(M17+L17)*1.8+(O17+N17)*2.4+(Q17+P17)*3)*(7.5455*($T$9-AVERAGE($T$7:$T$8))-5.1818),0)","v":0},{"$f":"+U17*1.45","v":0}]
[null,null,null,null," ",null," ",null,null,null,null,null,null,null,null,null,null,null,null,{"$f":"IF(E18=\" \",\"\",IF($S$11=$W$11,W18,IF($S$14=\"Montage en faux plafond\",U18,IF($S$14=\"Montage apparent\",V18))))","v":""},0,0,0]
[null,null,null,null," ",null," ",null,null,null,null,null,null,null,null,null,null,null,null,"",0,0,0]
[null,null,null,null," ",null," ",null,null,null,null,null,null,null,null,null,null,null,null,"",0,0,0]
[null,null,null,null," ",null," ",null,null,null,null,null,null,null,null,null,null,null,null,"",0,0,0]
[null,null,null,null," ",null," ",null,null,null,null,null,null,null,null,null,null,null,null,"",0,0,0]
[null,null,null,null," ",null," ",null,null,null,null,null,null,null,null,null,null,null,null,"",0,0,0]
[null,null,null,null," ",null," ",null,null,null,null,null,null,null,null,null,null,null,null,"",0,0,0]
[null,null,null,null," ",null," ",null,null,null,null,null,null,null,null,null,null,null,null,"",0,0,0]
[null,null,null,null," ",null," ",null,null,null,null,null,null,null,null,null,null,null,null,"",0,0,0]
[null,null,null,null," ",null," ",null,null,null,null,null,null,null,null,null,null,null,null,"",0,0,0]
[null,null,null,null," ",null," ",null,null,null,null,null,null,null,null,null,null,null,null,"",0,0,0]
[null,null,null,null," ",null," ",null,null,null,null,null,null,null,null,null,null,null,null,"",0,0,0]
[null,null,null,null," ",null," ",null,null,null,null,null,null,null,null,null,null,null,null,"",0,0,0]
[null,null,null,null," ",null," ",null,null,null,null,null,null,null,null,null,null,null,null,"",0,0,0]
[null,null,null,null," ",null," ",null,null,null,null,null,null,null,null,null,null,null,null,"",0,0,0]
[null,null,null,null," ",null," ",null,null,null,null,null,null,null,null,null,null,null,null,"",0,0,0]
[null,null,null,null," ",null," ",null,null,null,null,null,null,null,null,null,null,null,null,"",0,0,0]
[null,null,null,null," ",null," ",null,null,null,null,null,null,null,null,null,null,null,null,"",0,0,0]
[null,null,null,null," ",null," ",null,null,null,null,null,null,null,null,null,null,null,null,"",0,0,0]
[null,null,null,null," ",null," ",null,null,null,null,null,null,null,null,null,null,null,null,"",0,0,0]
[null,null,null,null," ",null," ",null,null,null,null,null,null,null,null,null,null,null,null,"",0,0,0]
[null,null,null,null," ",null," ",null,null,null,null,null,null,null,null,null,null,null,null,"",0,0,0]
[null,null,null,null," ",null," ",null,null,null,null,null,null,null,null,null,null,null,null,"",0,0,0]
[null,null,null,null," ",null," ",null,null,null,null,null,null,null,null,null,null,null,null,"",0,0,0]
[null,null,null,null," ",null," ",null,null,null,null,null,null,null,null,null,null,null,null,"",0,0,0]
[null,null,null,null," ",null," ",null,null,null,null,null,null,null,null,null,null,null,null,"",0,0,0]
[null,null,null,null," ",null," ",null,null,null,null,null,null,null,null,null,null,null,null,"",0,0,0]
[null,null,null,null," ",null," ",null,null,null,null,null,null,null,null,null,null,null,null,"",0,0,0]
[null,null,null,null," ",null," ",null,null,null,null,null,null,null,null,null,null,null,null,"",0,0,0]
[null,null,null,null," ",null," ",null,null,null,null,null,null,null,null,null,null,null,null,"",0,0,0]
[null,null,null,null," ",null," ",null,null,null,null,null,null,null,null,null,null,null,null,"",0,0,0]
[null,null,null,null," ",null," ",null,null,null,null,null,null,null,null,null,null,null,null,"",0,0,0]
[null,null,null,null," ",null," ",null,null,null,null,null,null,null,null,null,null,null,null,"",0,0,0]
[null,null,null,null," ",null," ",null,null,null,null,null,null,null,null,null,null,null,null,"",0,0,0]
[null,null,null,null," ",null," ",null,null,null,null,null,null,null,null,null,null,null,null,"",0,0,0]
[null,null,null,null," ",null," ",null,null,null,null,null,null,null,null,null,null,null,null,"",0,0,0]
[null,null,null,null," ",null," ",null,null,null,null,null,null,null,null,null,null,null,null,"",0,0,0]
[null,null,null,null," ",null," ",null,null,null,null,null,null,null,null,null,null,null,null,"",0,0,0]
[null,null,null,null," ",null," ",null,null,null,null,null,null,null,null,null,null,null,null,"",0,0,0]
[null,null,null,null," ",null," ",null,null,null,null,null,null,null,null,null,null,null,null,"",0,0,0]
[null,null,null,null," ",null," ",null,null,null,null,null,null,null,null,null,null,null,null,"",0,0,0]
[null,null,null,null," ",null," ",null,null,null,null,null,null,null,null,null,null,null,null,"",0,0,0]
[null,null,null,null," ",null," ",null,null,null,null,null,null,null,null,null,null,null,null,"",0,0,0]
[null,null,null,null," ",null," ",null,null,null,null,null,null,null,null,null,null,null,null,"",0,0,0]
[null,null,null,null," ",null," ",null,null,null,null,null,null,null,null,null,null,null,null,"",0,0,0]
[null,null,null,null," ",null," ",null,null,null,null,null,null,null,null,null,null,null,null,"",0,0,0]
[null,null,null,null," ",null," ",null,null,null,null,null,null,null,null,null,null,null,null,"",0,0,0]
[null,null,null,null," ",null," ",null,null,null,null,null,null,null,null,null,null,null,null,"",0,0,0]
[null,null,null,null," ",null," ",null,null,null,null,null,null,null,null,null,null,null,null,"",0,0,0]
[null,null,null,null," ",null," ",null,null,null,null,null,null,null,null,null,null,null,null,"",0,0,0]
[null,null,null,null," ",null," ",null,null,null,null,null,null,null,null,null,null,null,null,"",0,0,0]
[null,null,null,null," ",null," ",null,null,null,null,null,null,null,null,null,null,null,null,"",0,0,0]
[null,null,null,null," ",null," ",null,null,null,null,null,null,null,null,null,null,null,null,"",0,0,0]
[null,null,null,null," ",null," ",null,null,null,null,null,null,null,null,null,null,null,null,"",0,0,0]
[null,null,null,null," ",null," ",null,null,null,null,null,null,null,null,null,null,null,null,"",0,0,0]
[null,null,null,null," ",null," ",null,null,null,null,null,null,null,null,null,null,null,null,"",0,0,0]
[null,null,null,null," ",null," ",null,null,null,null,null,null,null,null,null,null,null,null,"",0,0,0]
[null,null,null,null," ",null," ",null,null,null,null,null,null,null,null,null,null,null,null,"",0,0,0]
[null,null,null,null," ",null," ",null,null,null,null,null,null,null,null,null,null,null,null,"",0,0,0]
[null,null,null,null," ",null," ",null,null,null,null,null,null,null,null,null,null,null,null,"",0,0,0]
[null,null,null,null," ",null," ",null,null,null,null,null,null,null,null,null,null,null,null,"",0,0,0]
[null,null,null,null," ",null," ",null,null,null,null,null,null,null,null,null,null,null,null,"",0,0,0]
[null,null,null,null,{"$f":"IF(C80<>0,3.28086*POWER(AVERAGE($Q$6,$Q$7)-C80,1.1536),\" \")","v":" "},null," ",null,null,null,null,null,null,null,null,null,null,null,null,"",0,0,0]
[null,null,null,null," ",null,{"$f":"IF(C81<>0,((H81+I81)*0.6+(K81+J81)*1.2+(M81+L81)*1.8+(O81+N81)*2.4+(Q81+P81)*3)*E81,\" \")","v":" "},null,null,null,null,null,null,null,null,null,null,null,null,"",{"$f":"ROUND(((H81+I81)*0.6+(K81+J81)*1.2+(M81+L81)*1.8+(O81+N81)*2.4+(Q81+P81)*3)*(5.7091*($T$9-AVERAGE($T$7:$T$8))-5.1818),0)","v":0},{"$f":"+ROUND(((H81+I81)*0.6+(K81+J81)*1.2+(M81+L81)*1.8+(O81+N81)*2.4+(Q81+P81)*3)*(7.5455*($T$9-AVERAGE($T$7:$T$8))-5.1818),0)","v":0},{"$f":"+U81*1.45","v":0}]
[null,null,null,null," ",null," ",null,null,null,null,null,null,null,null,null,null,null,null,{"$f":"IF(E82=\" \",\"\",IF($S$11=$W$11,W82,IF($S$14=\"Montage en faux plafond\",U82,IF($S$14=\"Montage apparent\",V82))))","v":""},0,0,0]
[null,null,null,null," ",null," ",null,null,null,null,null,null,null,null,null,null,null,null,"",0,0,0]
[null,null,null,null," ",null," ",null,null,null,null,null,null,null,null,null,null,null,null,"",0,0,0]
[null,null,null,null," ",null," ",null,null,null,null,null,null,null,null,null,null,null,null,"",0,0,0]
[null,null,null,null," ",null," ",null,null,null,null,null,null,null,null,null,null,null,null,"",0,0,0]
[null,null,null,null," ",null," ",null,null,null,null,null,null,null,null,null,null,null,null,"",0,0,0]
[null,null,null,null," ",null," ",null,null,null,null,null,null,null,null,null,null,null,null,"",0,0,0]
[null,null,null,null," ",null," ",null,null,null,null,null,null,null,null,null,null,null,null,"",0,0,0]
[null,null,null,null," ",null," ",null,null,null,null,null,null,null,null,null,null,null,null,"",0,0,0]
[null,null,null,null," ",null," ",null,null,null,null,null,null,null,null,null,null,null,null,"",0,0,0]
[null,null,null,null," ",null," ",null,null,null,null,null,null,null,null,null,null,null,null,"",0,0,0]
[null,null,null,null," ",null," ",null,null,null,null,null,null,null,null,null,null,null,null,"",0,0,0]
[null,null,null,null," ",null," ",null,null,null,null,null,null,null,null,null,null,null,null,"",0,0,0]
[null,null,null,null," ",null," ",null,null,null,null,null,null,null,null,null,null,null,null,"",0,0,0]
[null,null,null,null," ",null," ",null,null,null,null,null,null,null,null,null,null,null,null,"",0,0,0]
[null,null,null,null," ",null," ",null,null,null,null,null,null,null,null,null,null,null,null,"",0,0,0]
[null,null,null,null," ",null," ",null,null,null,null,null,null,null,null,null,null,null,null,"",0,0,0]
[null,null,null,null," ",null," ",null,null,null,null,null,null,null,null,null,null,null,null,"",0,0,0]
[null,null,null,null," ",null," ",null,null,null,null,null,null,null,null,null,null,null,null,"",0,0,0]
[null,null,null,null," ",null," ",null,null,null,null,null,null,null,null,null,null,null,null,"",0,0,0]
[null,null,null,null," ",null," ",null,null,null,null,null,null,null,null,null,null,null,null,"",0,0,0]
[null,null,null,null," ",null," ",null,null,null,null,null,null,null,null,null,null,null,null,"",0,0,0]
[null,null,null,null," ",null," ",null,null,null,null,null,null,null,null,null,null,null,null,"",0,0,0]
[null,null,null,null," ",null," ",null,null,null,null,null,null,null,null,null,null,null,null,"",0,0,0]
[null,null,null,null," ",null," ",null,null,null,null,null,null,null,null,null,null,null,null,"",0,0,0]
[null,null,null,null," ",null," ",null,null,null,null,null,null,null,null,null,null,null,null,"",0,0,0]
[null,null,null,null," ",null," ",null,null,null,null,null,null,null,null,null,null,null,null,"",0,0,0]
[null,null,null,null," ",null," ",null,null,null,null,null,null,null,null,null,null,null,null,"",0,0,0]
[null,null,null,null," ",null," ",null,null,null,null,null,null,null,null,null,null,null,null,"",0,0,0]
[null,null,null,null," ",null," ",null,null,null,null,null,null,null,null,null,null,null,null,"",0,0,0]
[null,null,null,null," ",null," ",null,null,null,null,null,null,null,null,null,null,null,null,"",0,0,0]
[null,null,null,null," ",null," ",null,null,null,null,null,null,null,null,null,null,null,null,"",0,0,0]
[null,null,null,null," ",null," ",null,null,null,null,null,null,null,null,null,null,null,null,"",0,0,0]
[null,null,null,null," ",null," ",null,null,null,null,null,null,null,null,null,null,null,null,"",0,0,0]
[null,null,null,null," ",null," ",null,null,null,null,null,null,null,null,null,null,null,null,"",0,0,0]
[null,null,null,null," ",null," ",null,null,null,null,null,null,null,null,null,null,null,null,"",0,0,0]
[null,null,null,null," ",null," ",null,null,null,null,null,null,null,null,null,null,null,null,"",0,0,0]
[null,null,null,null," ",null," ",null,null,null,null,null,null,null,null,null,null,null,null,"",0,0,0]
[null,null,null,null," ",null," ",null,null,null,null,null,null,null,null,null,null,null,null,"",0,0,0]
[null,null,null,null," ",null," ",null,null,null,null,null,null,null,null,null,null,null,null,"",0,0,0]
[null,null,null,null," ",null," ",null,null,null,null,null,null,null,null,null,null,null,null,"",0,0,0]
[null,null,null,null," ",null," ",null,null,null,null,null,null,null,null,null,null,null,null,"",0,0,0]
[null,null,null,null," ",null," ",null,null,null,null,null,null,null,null,null,null,null,null,"",0,0,0]
[null,null,null,null," ",null," ",null,null,null,null,null,null,null,null,null,null,null,null,"",0,0,0]
[null,null,null,null," ",null," ",null,null,null,null,null,null,null,null,null,null,null,null,"",0,0,0]
[null,null,null,null," ",null," ",null,null,null,null,null,null,null,null,null,null,null,null,"",0,0,0]
[null,null,null,null," ",null," ",null,null,null,null,null,null,null,null,null,null,null,null,"",0,0,0]
[null,null,null,null," ",null," ",null,null,null,null,null,null,null,null,null,null,null,null,"",0,0,0]
[null,null,null,null," ",null," ",null,null,null,null,null,null,null,null,null,null,null,null,"",0,0,0]
[null,null,null,null," ",null," ",null,null,null,null,null,null,null,null,null,null,null,null,"",0,0,0]
[null,null,null,null," ",null," ",null,null,null,null,null,null,null,null,null,null,null,null,"",0,0,0]
[null,null,null,null," ",null," ",null,null,null,null,null,null,null,null,null,null,null,null,"",0,0,0]
[null,null,null,null," ",null," ",null,null,null,null,null,null,null,null,null,null,null,null,"",0,0,0]
[null,null,null,null," ",null," ",null,null,null,null,null,null,null,null,null,null,null,null,"",0,0,0]
[null,null,null,null," ",null," ",null,null,null,null,null,null,null,null,null,null,null,null,"",0,0,0]
[null,null,null,null," ",null," ",null,null,null,null,null,null,null,null,null,null,null,null,"",0,0,0]
[null,null,null,null," ",null," ",null,null,null,null,null,null,null,null,null,null,null,null,"",0,0,0]
[null,null,null,null," ",null," ",null,null,null,null,null,null,null,null,null,null,null,null,"",0,0,0]
[null,null,null,null," ",null," ",null,null,null,null,null,null,null,null,null,null,null,null,"",0,0,0]
[null,null,null,null," ",null," ",null,null,null,null,null,null,null,null,null,null,null,null,"",0,0,0]
[null,null,null,null," ",null," ",null,null,null,null,null,null,null,null,null,null,null,null,"",0,0,0]
[null,null,null,null," ",null," ",null,null,null,null,null,null,null,null,null,null,null,null,"",0,0,0]
[null,null,null,null,{"$f":"IF(C144<>0,3.28086*POWER(AVERAGE($Q$6,$Q$7)-C144,1.1536),\" \")","v":" "},null," ",null,null,null,null,null,null,null,null,null,null,null,null,"",0,0,0]
[null,null,null,null," ",null,{"$f":"IF(C145<>0,((H145+I145)*0.6+(K145+J145)*1.2+(M145+L145)*1.8+(O145+N145)*2.4+(Q145+P145)*3)*E145,\" \")","v":" "},null,null,null,null,null,null,null,null,null,null,null,null,"",{"$f":"ROUND(((H145+I145)*0.6+(K145+J145)*1.2+(M145+L145)*1.8+(O145+N145)*2.4+(Q145+P145)*3)*(5.7091*($T$9-AVERAGE($T$7:$T$8))-5.1818),0)","v":0},{"$f":"+ROUND(((H145+I145)*0.6+(K145+J145)*1.2+(M145+L145)*1.8+(O145+N145)*2.4+(Q145+P145)*3)*(7.5455*($T$9-AVERAGE($T$7:$T$8))-5.1818),0)","v":0},{"$f":"+U145*1.45","v":0}]
[null,null,null,null," ",null," ",null,null,null,null,null,null,null,null,null,null,null,null,{"$f":"IF(E146=\" \",\"\",IF($S$11=$W$11,W146,IF($S$14=\"Montage en faux plafond\",U146,IF($S$14=\"Montage apparent\",V146))))","v":""},0,0,0]
[null,null,null,null," ",null," ",null,null,null,null,null,null,null,null,null,null,null,null,"",0,0,0]
[null,null,null,null," ",null," ",null,null,null,null,null,null,null,null,null,null,null,null,"",0,0,0]
[null,null,null,null," ",null," ",null,null,null,null,null,null,null,null,null,null,null,null,"",0,0,0]
[null,null,null,null," ",null," ",null,null,null,null,null,null,null,null,null,null,null,null,"",0,0,0]
[null,null,null,null," ",null," ",null,null,null,null,null,null,null,null,null,null,null,null,"",0,0,0]
[null,null,null,null," ",null," ",null,null,null,null,null,null,null,null,null,null,null,null,"",0,0,0]
[null,null,null,null," ",null," ",null,null,null,null,null,null,null,null,null,null,null,null,"",0,0,0]
[null,null,null,null," ",null," ",null,null,null,null,null,null,null,null,null,null,null,null,"",0,0,0]
[null,null,null,null," ",null," ",null,null,null,null,null,null,null,null,null,null,null,null,"",0,0,0]
[null,null,null,null," ",null," ",null,null,null,null,null,null,null,null,null,null,null,null,"",0,0,0]
[null,null,null,null," ",null," ",null,null,null,null,null,null,null,null,null,null,null,null,"",0,0,0]
[null,null,null,null," ",null," ",null,null,null,null,null,null,null,null,null,null,null,null,"",0,0,0]
[null,null,null,null," ",null," ",null,null,null,null,null,null,null,null,null,null,null,null,"",0,0,0]
[null,null,null,null," ",null," ",null,null,null,null,null,null,null,null,null,null,null,null,"",0,0,0]
[null,null,null,null," ",null," ",null,null,null,null,null,null,null,null,null,null,null,null,"",0,0,0]
[null,null,null,null," ",null," ",null,null,null,null,null,null,null,null,null,null,null,null,"",0,0,0]
[null,null,null,null," ",null," ",null,null,null,null,null,null,null,null,null,null,null,null,"",0,0,0]
[null,null,null,null," ",null," ",null,null,null,null,null,null,null,null,null,null,null,null,"",0,0,0]
[null,null,null,null," ",null," ",null,null,null,null,null,null,null,null,null,null,null,null,"",0,0,0]
[null,null,null,null," ",null," ",null,null,null,null,null,null,null,null,null,null,null,null,"",0,0,0]
[null,null,null,null," ",null," ",null,null,null,null,null,null,null,null,null,null,null,null,"",0,0,0]
[null,null,null,null," ",null," ",null,null,null,null,null,null,null,null,null,null,null,null,"",0,0,0]
[null,null,null,null," ",null," ",null,null,null,null,null,null,null,null,null,null,null,null,"",0,0,0]
[null,null,null,null," ",null," ",null,null,null,null,null,null,null,null,null,null,null,null,"",0,0,0]
[null,null,null,null," ",null," ",null,null,null,null,null,null,null,null,null,null,null,null,"",0,0,0]
[null,null,null,null," ",null," ",null,null,null,null,null,null,null,null,null,null,null,null,"",0,0,0]
[null,null,null,null," ",null," ",null,null,null,null,null,null,null,null,null,null,null,null,"",0,0,0]
[null,null,null,null," ",null," ",null,null,null,null,null,null,null,null,null,null,null,null,"",0,0,0]
[null,null,null,null," ",null," ",null,null,null,null,null,null,null,null,null,null,null,null,"",0,0,0]
[null,null,null,null," ",null," ",null,null,null,null,null,null,null,null,null,null,null,null,"",0,0,0]
[null,null,null,null," ",null," ",null,null,null,null,null,null,null,null,null,null,null,null,"",0,0,0]
[null,null,null,null," ",null," ",null,null,null,null,null,null,null,null,null,null,null,null,"",0,0,0]
[null,null,null,null," ",null," ",null,null,null,null,null,null,null,null,null,null,null,null,"",0,0,0]
[null,null,null,null," ",null," ",null,null,null,null,null,null,null,null,null,null,null,null,"",0,0,0]
[null,null,null,null," ",null," ",null,null,null,null,null,null,null,null,null,null,null,null,"",0,0,0]
[null,null,null,null," ",null," ",null,null,null,null,null,null,null,null,null,null,null,null,"",0,0,0]
[null,null,null,null," ",null," ",null,null,null,null,null,null,null,null,null,null,null,null,"",0,0,0]
[null,null,null,null," ",null," ",null,null,null,null,null,null,null,null,null,null,null,null,"",0,0,0]
[null,null,null,null," ",null," ",null,null,null,null,null,null,null,null,null,null,null,null,"",0,0,0]
[null,null,null,null," ",null," ",null,null,null,null,null,null,null,null,null,null,null,null,"",0,0,0]
[null,null,null,null," ",null," ",null,null,null,null,null,null,null,null,null,null,null,null,"",0,0,0]
[null,null,null,null," ",null," ",null,null,null,null,null,null,null,null,null,null,null,null,"",0,0,0]
[null,null,null,null," ",null," ",null,null,null,null,null,null,null,null,null,null,null,null,"",0,0,0]
[null,null,null,null," ",null," ",null,null,null,null,null,null,null,null,null,null,null,null,"",0,0,0]
[null,null,null,null," ",null," ",null,null,null,null,null,null,null,null,null,null,null,null,"",0,0,0]
[null,null,null,null," ",null," ",null,null,null,null,null,null,null,null,null,null,null,null,"",0,0,0]
[null,null,null,null," ",null," ",null,null,null,null,null,null,null,null,null,null,null,null,"",0,0,0]
[null,null,null,null," ",null," ",null,null,null,null,null,null,null,null,null,null,null,null,"",0,0,0]
[null,null,null,null," ",null," ",null,null,null,null,null,null,null,null,null,null,null,null,"",0,0,0]
[null,null,null,null," ",null," ",null,null,null,null,null,null,null,null,null,null,null,null,"",0,0,0]
[null,null,null,null," ",null," ",null,null,null,null,null,null,null,null,null,null,null,null,"",0,0,0]
[null,null,null,null," ",null," ",null,null,null,null,null,null,null,null,null,null,null,null,"",0,0,0]
[null,null,null,null," ",null," ",null,null,null,null,null,null,null,null,null,null,null,null,"",0,0,0]
[null,null,null,null," ",null," ",null,null,null,null,null,null,null,null,null,null,null,null,"",0,0,0]
[null,null,null,null," ",null," ",null,null,null,null,null,null,null,null,null,null,null,null,"",0,0,0]
[null,null,null,null," ",null," ",null,null,null,null,null,null,null,null,null,null,null,null,"",0,0,0]
[null,null,null,null," ",null," ",null,null,null,null,null,null,null,null,null,null,null,null,"",0,0,0]
[null,null,null,null," ",null," ",null,null,null,null,null,null,null,null,null,null,null,null,"",0,0,0]
[null,null,null,null," ",null," ",null,null,null,null,null,null,null,null,null,null,null,null,"",0,0,0]
[null,null,null,null," ",null," ",null,null,null,null,null,null,null,null,null,null,null,null,"",0,0,0]
[null,null,null,null," ",null," ",null,null,null,null,null,null,null,null,null,null,null,null,"",0,0,0]
[null,null,null,null,{"$f":"IF(C208<>0,3.28086*POWER(AVERAGE($Q$6,$Q$7)-C208,1.1536),\" \")","v":" "},null," ",null,null,null,null,null,null,null,null,null,null,null,null,"",0,0,0]
[null,null,null,null," ",null,{"$f":"IF(C209<>0,((H209+I209)*0.6+(K209+J209)*1.2+(M209+L209)*1.8+(O209+N209)*2.4+(Q209+P209)*3)*E209,\" \")","v":" "},null,null,null,null,null,null,null,null,null,null,null,null,"",{"$f":"ROUND(((H209+I209)*0.6+(K209+J209)*1.2+(M209+L209)*1.8+(O209+N209)*2.4+(Q209+P209)*3)*(5.7091*($T$9-AVERAGE($T$7:$T$8))-5.1818),0)","v":0},{"$f":"+ROUND(((H209+I209)*0.6+(K209+J209)*1.2+(M209+L209)*1.8+(O209+N209)*2.4+(Q209+P209)*3)*(7.5455*($T$9-AVERAGE($T$7:$T$8))-5.1818),0)","v":0},{"$f":"+U209*1.45","v":0}]
[null,null,null,null," ",null," ",null,null,null,null,null,null,null,null,null,null,null,null,{"$f":"IF(E210=\" \",\"\",IF($S$11=$W$11,W210,IF($S$14=\"Montage en faux plafond\",U210,IF($S$14=\"Montage apparent\",V210))))","v":""},0,0,0]
[null,null,null,null," ",null," ",null,null,null,null,null,null,null,null,null,null,null,null,"",0,0,0]
[null,null,null,null," ",null," ",null,null,null,null,null,null,null,null,null,null,null,null,"",0,0,0]
[null,null,null,null," ",null," ",null,null,null,null,null,null,null,null,null,null,null,null,"",0,0,0]
[null,null,null,null," ",null," ",null,null,null,null,null,null,null,null,null,null,null,null,"",0,0,0]
[null,null,null,null," ",null," ",null,null,null,null,null,null,null,null,null,null,null,null,"",0,0,0]
[null,null,null,null," ",null," ",null,null,null,null,null,null,null,null,null,null,null,null,"",0,0,0]
[null,null,null,null," ",null," ",null,null,null,null,null,null,null,null,null,null,null,null,"",0,0,0]
[null,null,null,null," ",null," ",null,null,null,null,null,null,null,null,null,null,null,null,"",0,0,0]
[null,null,null,null," ",null," ",null,null,null,null,null,null,null,null,null,null,null,null,"",0,0,0]
[null,null,null,null," ",null," ",null,null,null,null,null,null,null,null,null,null,null,null,"",0,0,0]
[null,null,null,null," ",null," ",null,null,null,null,null,null,null,null,null,null,null,null,"",0,0,0]
[null,null,null,null," ",null," ",null,null,null,null,null,null,null,null,null,null,null,null,"",0,0,0]
[null,null,null,null," ",null," ",null,null,null,null,null,null,null,null,null,null,null,null,"",0,0,0]
[null,null,null,null," ",null," ",null,null,null,null,null,null,null,null,null,null,null,null,"",0,0,0]
[null,null,null,null," ",null," ",null,null,null,null,null,null,null,null,null,null,null,null,"",0,0,0]
[null,null,null,null," ",null," ",null,null,null,null,null,null,null,null,null,null,null,null,"",0,0,0]
[null,null,null,null," ",null," ",null,null,null,null,null,null,null,null,null,null,null,null,"",0,0,0]
[null,null,null,null," ",null," ",null,null,null,null,null,null,null,null,null,null,null,null,"",0,0,0]
[null,null,null,null," ",null," ",null,null,null,null,null,null,null,null,null,null,null,null,"",0,0,0]
[null,null,null,null," ",null," ",null,null,null,null,null,null,null,null,null,null,null,null,"",0,0,0]
[null,null,null,null," ",null," ",null,null,null,null,null,null,null,null,null,null,null,null,"",0,0,0]
[null,null,null,null," ",null," ",null,null,null,null,null,null,null,null,null,null,null,null,"",0,0,0]
[null,null,null,null," ",null," ",null,null,null,null,null,null,null,null,null,null,null,null,"",0,0,0]
[null,null,null,null," ",null," ",null,null,null,null,null,null,null,null,null,null,null,null,"",0,0,0]
[null,null,null,null," ",null," ",null,null,null,null,null,null,null,null,null,null,null,null,"",0,0,0]
[null,null,null,null," ",null," ",null,null,null,null,null,null,null,null,null,null,null,null,"",0,0,0]
[null,null,null,null," ",null," ",null,null,null,null,null,null,null,null,null,null,null,null,"",0,0,0]
[null,null,null,null," ",null," ",null,null,null,null,null,null,null,null,null,null,null,null,"",0,0,0]
[null,null,null,null," ",null," ",null,null,null,null,null,null,null,null,null,null,null,null,"",0,0,0]
[null,null,null,null," ",null," ",null,null,null,null,null,null,null,null,null,null,null,null,"",0,0,0]
[null,null,null,null," ",null," ",null,null,null,null,null,null,null,null,null,null,null,null,"",0,0,0]
[null,null,null,null," ",null," ",null,null,null,null,null,null,null,null,null,null,null,null,"",0,0,0]
[null,null,null,null," ",null," ",null,null,null,null,null,null,null,null,null,null,null,null,"",0,0,0]
[null,null,null,null," ",null," ",null,null,null,null,null,null,null,null,null,null,null,null,"",0,0,0]
[null,null,null,null," ",null," ",null,null,null,null,null,null,null,null,null,null,null,null,"",0,0,0]
[null,null,null,null," ",null," ",null,null,null,null,null,null,null,null,null,null,null,null,"",0,0,0]
[null,null,null,null," ",null," ",null,null,null,null,null,null,null,null,null,null,null,null,"",0,0,0]
[null,null,null,null," ",null," ",null,null,null,null,null,null,null,null,null,null,null,null,"",0,0,0]
[null,null,null,null," ",null," ",null,null,null,null,null,null,null,null,null,null,null,null,"",0,0,0]
[null,null,null,null," ",null," ",null,null,null,null,null,null,null,null,null,null,null,null,"",0,0,0]
[null,null,null,null," ",null," ",null,null,null,null,null,null,null,null,null,null,null,null,"",0,0,0]
[null,null,null,null," ",null," ",null,null,null,null,null,null,null,null,null,null,null,null,"",0,0,0]
[null,null,null,null," ",null," ",null,null,null,null,null,null,null,null,null,null,null,null,"",0,0,0]
[null,null,null,null," ",null," ",null,null,null,null,null,null,null,null,null,null,null,null,"",0,0,0]
[null,null,null,null," ",null," ",null,null,null,null,null,null,null,null,null,null,null,null,"",0,0,0]
[null,null,null,null," ",null," ",null,null,null,null,null,null,null,null,null,null,null,null,"",0,0,0]
[null,null,null,null," ",null," ",null,null,null,null,null,null,null,null,null,null,null,null,"",0,0,0]
[null,null,null,null," ",null," ",null,null,null,null,null,null,null,null,null,null,null,null,"",0,0,0]
[null,null,null,null," ",null," ",null,null,null,null,null,null,null,null,null,null,null,null,"",0,0,0]
[null,null,null,null," ",null," ",null,null,null,null,null,null,null,null,null,null,null,null,"",0,0,0]
[null,null,null,null," ",null," ",null,null,null,null,null,null,null,null,null,null,null,null,"",0,0,0]
[null,null,null,null," ",null," ",null,null,null,null,null,null,null,null,null,null,null,null,"",0,0,0]
[null,null,null,null," ",null," ",null,null,null,null,null,null,null,null,null,null,null,null,"",0,0,0]
[null,null,null,null," ",null," ",null,null,null,null,null,null,null,null,null,null,null,null,"",0,0,0]
[null,null,null,null," ",null," ",null,null,null,null,null,null,null,null,null,null,null,null,"",0,0,0]
[null,null,null,null," ",null," ",null,null,null,null,null,null,null,null,null,null,null,null,"",0,0,0]
[null,null,null,null," ",null," ",null,null,null,null,null,null,null,null,null,null,null,null,"",0,0,0]
[null,null,null,null," ",null," ",null,null,null,null,null,null,null,null,null,null,null,null,"",0,0,0]
[null,null,null,null," ",null," ",null,null,null,null,null,null,null,null,null,null,null,null,"",0,0,0]
[null,null,null,null," ",null," ",null,null,null,null,null,null,null,null,null,null,null,null,"",0,0,0]
[null,null,null,null," ",null," ",null,null,null,null,null,null,null,null,null,null,null,null,"",0,0,0]
[null,null,null,null,{"$f":"IF(C272<>0,3.28086*POWER(AVERAGE($Q$6,$Q$7)-C272,1.1536),\" \")","v":" "},null," ",null,null,null,null,null,null,null,null,null,null,null,null,"",0,0,0]
[null,null,null,null," ",null,{"$f":"IF(C273<>0,((H273+I273)*0.6+(K273+J273)*1.2+(M273+L273)*1.8+(O273+N273)*2.4+(Q273+P273)*3)*E273,\" \")","v":" "},null,null,null,null,null,null,null,null,null,null,null,null,"",{"$f":"ROUND(((H273+I273)*0.6+(K273+J273)*1.2+(M273+L273)*1.8+(O273+N273)*2.4+(Q273+P273)*3)*(5.7091*($T$9-AVERAGE($T$7:$T$8))-5.1818),0)","v":0},{"$f":"+ROUND(((H273+I273)*0.6+(K273+J273)*1.2+(M273+L273)*1.8+(O273+N273)*2.4+(Q273+P273)*3)*(7.5455*($T$9-AVERAGE($T$7:$T$8))-5.1818),0)","v":0},{"$f":"+U273*1.45","v":0}]
[null,null,null,null," ",null," ",null,null,null,null,null,null,null,null,null,null,null,null,{"$f":"IF(E274=\" \",\"\",IF($S$11=$W$11,W274,IF($S$14=\"Montage en faux plafond\",U274,IF($S$14=\"Montage apparent\",V274))))","v":""},0,0,0]
[null,null,null,null," ",null," ",null,null,null,null,null,null,null,null,null,null,null,null,"",0,0,0]
[null,null,null,null," ",null," ",null,null,null,null,null,null,null,null,null,null,null,null,"",0,0,0]
[null,null,null,null," ",null," ",null,null,null,null,null,null,null,null,null,null,null,null,"",0,0,0]
[null,null,null,null," ",null," ",null,null,null,null,null,null,null,null,null,null,null,null,"",0,0,0]
[null,null,null,null," ",null," ",null,null,null,null,null,null,null,null,null,null,null,null,"",0,0,0]
[null,null,null,null," ",null," ",null,null,null,null,null,null,null,null,null,null,null,null,"",0,0,0]
[null,null,null,null," ",null," ",null,null,null,null,null,null,null,null,null,null,null,null,"",0,0,0]
[null,null,null,null," ",null," ",null,null,null,null,null,null,null,null,null,null,null,null,"",0,0,0]
[null,null,null,null," ",null," ",null,null,null,null,null,null,null,null,null,null,null,null,"",0,0,0]
[null,null,null,null," ",null," ",null,null,null,null,null,null,null,null,null,null,null,null,"",0,0,0]
[null,null,null,null," ",null," ",null,null,null,null,null,null,null,null,null,null,null,null,"",0,0,0]
[null,null,null,null," ",null," ",null,null,null,null,null,null,null,null,null,null,null,null,"",0,0,0]
[null,null,null,null," ",null," ",null,null,null,null,null,null,null,null,null,null,null,null,"",0,0,0]
[null,null,null,null," ",null," ",null,null,null,null,null,null,null,null,null,null,null,null,"",0,0,0]
[null,null,null,null," ",null," ",null,null,null,null,null,null,null,null,null,null,null,null,"",0,0,0]
[null,null,null,null," ",null," ",null,null,null,null,null,null,null,null,null,null,null,null,"",0,0,0]
[null,null,null,null," ",null," ",null,null,null,null,null,null,null,null,null,null,null,null,"",0,0,0]
[null,null,null,null," ",null," ",null,null,null,null,null,null,null,null,null,null,null,null,"",0,0,0]
[null,null,null,null," ",null," ",null,null,null,null,null,null,null,null,null,null,null,null,"",0,0,0]
[null,null,null,null," ",null," ",null,null,null,null,null,null,null,null,null,null,null,null,"",0,0,0]
[null,null,null,null," ",null," ",null,null,null,null,null,null,null,null,null,null,null,null,"",0,0,0]
[null,null,null,null," ",null," ",null,null,null,null,null,null,null,null,null,null,null,null,"",0,0,0]
[null,null,null,null," ",null," ",null,null,null,null,null,null,null,null,null,null,null,null,"",0,0,0]
[null,null,null,null," ",null," ",null,null,null,null,null,null,null,null,null,null,null,null,"",0,0,0]
[null,null,null,null," ",null," ",null,null,null,null,null,null,null,null,null,null,null,null,"",0,0,0]
[null,null,null,null," ",null," ",null,null,null,null,null,null,null,null,null,null,null,null,"",0,0,0]
[null,null,null,null," ",null," ",null,null,null,null,null,null,null,null,null,null,null,null,"",0,0,0]
[null,null,null,null," ",null," ",null,null,null,null,null,null,null,null,null,null,null,null,"",0,0,0]
[null,null,null,null," ",null," ",null,null,null,null,null,null,null,null,null,null,null,null,"",0,0,0]
[null,null,null,null," ",null," ",null,null,null,null,null,null,null,null,null,null,null,null,"",0,0,0]
[null,null,null,null," ",null," ",null,null,null,null,null,null,null,null,null,null,null,null,"",0,0,0]
[null,null,null,null," ",null," ",null,null,null,null,null,null,null,null,null,null,null,null,"",0,0,0]
[null,null,null,null," ",null," ",null,null,null,null,null,null,null,null,null,null,null,null,"",0,0,0]
[null,null,null,null," ",null," ",null,null,null,null,null,null,null,null,null,null,null,null,"",0,0,0]
[null,null,null,null," ",null," ",null,null,null,null,null,null,null,null,null,null,null,null,"",0,0,0]
[null,null,null,null," ",null," ",null,null,null,null,null,null,null,null,null,null,null,null,"",0,0,0]
[null,null,null,null," ",null," ",null,null,null,null,null,null,null,null,null,null,null,null,"",0,0,0]
[null,null,null,null," ",null," ",null,null,null,null,null,null,null,null,null,null,null,null,"",0,0,0]
[null,null,null,null," ",null," ",null,null,null,null,null,null,null,null,null,null,null,null,"",0,0,0]
[null,null,null,null," ",null," ",null,null,null,null,null,null,null,null,null,null,null,null,"",0,0,0]
[null,null,null,null," ",null," ",null,null,null,null,null,null,null,null,null,null,null,null,"",0,0,0]
[null,null,null,null," ",null," ",null,null,null,null,null,null,null,null,null,null,null,null,"",0,0,0]
[null,null,null,null," ",null," ",null,null,null,null,null,null,null,null,null,null,null,null,"",0,0,0]
[null,null,null,null," ",null," ",null,null,null,null,null,null,null,null,null,null,null,null,"",0,0,0]
[null,null,null,null," ",null," ",null,null,null,null,null,null,null,null,null,null,null,null,"",0,0,0]
[null,null,null,null," ",null," ",null,null,null,null,null,null,null,null,null,null,null,null,"",0,0,0]
[null,null,null,null," ",null," ",null,null,null,null,null,null,null,null,null,null,null,null,"",0,0,0]
[null,null,null,null," ",null," ",null,null,null,null,null,null,null,null,null,null,null,null,"",0,0,0]
[null,null,null,null," ",null," ",null,null,null,null,null,null,null,null,null,null,null,null,"",0,0,0]
[null,null,null,null," ",null," ",null,null,null,null,null,null,null,null,null,null,null,null,"",0,0,0]
[null,null,null,null," ",null," ",null,null,null,null,null,null,null,null,null,null,null,null,"",0,0,0]
[null,null,null,null," ",null," ",null,null,null,null,null,null,null,null,null,null,null,null,"",0,0,0]
[null,null,null,null," ",null," ",null,null,null,null,null,null,null,null,null,null,null,null,"",0,0,0]
[null,null,null,null," ",null," ",null,null,null,null,null,null,null,null,null,null,null,null,"",0,0,0]
[null,null,null,null," ",null," ",null,null,null,null,null,null,null,null,null,null,null,null,"",0,0,0]
[null,null,null,null," ",null," ",null,null,null,null,null,null,null,null,null,null,null,null,"",0,0,0]
[null,null,null,null," ",null," ",null,null,null,null,null,null,null,null,null,null,null,null,"",0,0,0]
[null,null,null,null," ",null," ",null,null,null,null,null,null,null,null,null,null,null,null,"",0,0,0]
[null,null,null,null," ",null," ",null,null,null,null,null,null,null,null,null,null,null,null,"",0,0,0]
[null,null,null,null," ",null," ",null,null,null,null,null,null,null,null,null,null,null,null,"",0,0,0]
[null,null,null,null," ",null," ",null,null,null,null,null,null,null,null,null,null,null,null,"",0,0,0]
[null,null,null,null,{"$f":"IF(C336<>0,3.28086*POWER(AVERAGE($Q$6,$Q$7)-C336,1.1536),\" \")","v":" "},null," ",null,null,null,null,null,null,null,null,null,null,null,null,"",0,0,0]
[null,null,null,null," ",null,{"$f":"IF(C337<>0,((H337+I337)*0.6+(K337+J337)*1.2+(M337+L337)*1.8+(O337+N337)*2.4+(Q337+P337)*3)*E337,\" \")","v":" "},null,null,null,null,null,null,null,null,null,null,null,null,"",{"$f":"ROUND(((H337+I337)*0.6+(K337+J337)*1.2+(M337+L337)*1.8+(O337+N337)*2.4+(Q337+P337)*3)*(5.7091*($T$9-AVERAGE($T$7:$T$8))-5.1818),0)","v":0},{"$f":"+ROUND(((H337+I337)*0.6+(K337+J337)*1.2+(M337+L337)*1.8+(O337+N337)*2.4+(Q337+P337)*3)*(7.5455*($T$9-AVERAGE($T$7:$T$8))-5.1818),0)","v":0},{"$f":"+U337*1.45","v":0}]
[null,null,null,null," ",null," ",null,null,null,null,null,null,null,null,null,null,null,null,{"$f":"IF(E338=\" \",\"\",IF($S$11=$W$11,W338,IF($S$14=\"Montage en faux plafond\",U338,IF($S$14=\"Montage apparent\",V338))))","v":""},0,0,0]
[null,null,null,null," ",null," ",null,null,null,null,null,null,null,null,null,null,null,null,"",0,0,0]
[null,null,null,null," ",null," ",null,null,null,null,null,null,null,null,null,null,null,null,"",0,0,0]
[null,null,null,null," ",null," ",null,null,null,null,null,null,null,null,null,null,null,null,"",0,0,0]
[null,null,null,null," ",null," ",null,null,null,null,null,null,null,null,null,null,null,null,"",0,0,0]
[null,null,null,null," ",null," ",null,null,null,null,null,null,null,null,null,null,null,null,"",0,0,0]
[null,null,null,null," ",null," ",null,null,null,null,null,null,null,null,null,null,null,null,"",0,0,0]
[null,null,null,null," ",null," ",null,null,null,null,null,null,null,null,null,null,null,null,"",0,0,0]
[null,null,null,null," ",null," ",null,null,null,null,null,null,null,null,null,null,null,null,"",0,0,0]
[null,null,null,null," ",null," ",null,null,null,null,null,null,null,null,null,null,null,null,"",0,0,0]
[null,null,null,null," ",null," ",null,null,null,null,null,null,null,null,null,null,null,null,"",0,0,0]
[null,null,null,null," ",null," ",null,null,null,null,null,null,null,null,null,null,null,null,"",0,0,0]
[null,null,null,null," ",null," ",null,null,null,null,null,null,null,null,null,null,null,null,"",0,0,0]
[null,null,null,null," ",null," ",null,null,null,null,null,null,null,null,null,null,null,null,"",0,0,0]
[null,null,null,null," ",null," ",null,null,null,null,null,null,null,null,null,null,null,null,"",0,0,0]
[null,null,null,null," ",null," ",null,null,null,null,null,null,null,null,null,null,null,null,"",0,0,0]
[null,null,null,null," ",null," ",null,null,null,null,null,null,null,null,null,null,null,null,"",0,0,0]
[null,null,null,null," ",null," ",null,null,null,null,null,null,null,null,null,null,null,null,"",0,0,0]
[null,null,null,null," ",null," ",null,null,null,null,null,null,null,null,null,null,null,null,"",0,0,0]
[null,null,null,null," ",null," ",null,null,null,null,null,null,null,null,null,null,null,null,"",0,0,0]
[null,null,null,null," ",null," ",null,null,null,null,null,null,null,null,null,null,null,null,"",0,0,0]
[null,null,null,null," ",null," ",null,null,null,null,null,null,null,null,null,null,null,null,"",0,0,0]
[null,null,null,null," ",null," ",null,null,null,null,null,null,null,null,null,null,null,null,"",0,0,0]
[null,null,null,null," ",null," ",null,null,null,null,null,null,null,null,null,null,null,null,"",0,0,0]
[null,null,null,null," ",null," ",null,null,null,null,null,null,null,null,null,null,null,null,"",0,0,0]
[null,null,null,null," ",null," ",null,null,null,null,null,null,null,null,null,null,null,null,"",0,0,0]
[null,null,null,null," ",null," ",null,null,null,null,null,null,null,null,null,null,null,null,"",0,0,0]
[null,null,null,null," ",null," ",null,null,null,null,null,null,null,null,null,null,null,null,"",0,0,0]
[null,null,null,null," ",null," ",null,null,null,null,null,null,null,null,null,null,null,null,"",0,0,0]